## Introductory Guidance
Environmental Protection Agency |  | VERSION 5.0 Nov 2012
ESTIMATION OF POLLUTANT EMISSIONS FROM URBAN WASTE WATER TREATMENT PLANTS FOR PRTR REPORTING
Introduction to EPA UWW PRTR Electronic Toolset V5.0
This is the UWW PRTR Electronic Toolset V5.0, which has been developed by the EPA to assist UWWTP operators in completing their annual PRTR submissions. The toolset is intended to provide scientifically-based estimates of the emissions of PRTR pollutants and other pollutants from UWWTPs for which monitoring data would not be readily available, and to complement the reporting of releases of substances which are routinely monitored by UWWTP operators as part of their licence conditions.
The toolset comprises a series of worksheets which contain models for estimating pollutant emissions to Air and to Water based on best available scientific knowledge and expertise in relation to Irish UWWTP emissions. Please make sure that the macros are enabled on your pc for the toolset to funtion correctly.
The Toolset Guidance Document is available at the following link :
Emissions Reporting Guidance for the Public Waste Water Discharge Sector
The estimates from this toolset are provided in the correct format for reporting via the PRTR Emissions Reporting Workbook which is available to download from the EPA website (see link below). This Toolset is designed to allow the automatic transfer of all data to the PRTR Emissions Reporting Workbook. Once you have finalised the input of data (For Air and Water Emissions) to this toolset, the output information may be exported to the PRTR Emissions Reporting Workbook from the "Releases to Water Output Table" worksheet by clicking on the red arrow on the top of that page.
Link to the EPA website: | AER Reporting Website
Estimated values generated by this toolset should not be reported where reliable monitoring data is available. The Toolset permits the input of measured data on the 'Measured Values' Worksheet, the measured data will take precedent over any estimated values derived from the Toolset.
The legal responsibility to report emissions/releases falls to the operator of the facility; it is a matter for the operator to decide how to compile the facility emissions data, and, with regard to the output of this estimation toolset, to decide how and to what extent the toolset results should be used in relation to their facility. Operators should document such decisions in order to provide for subsequent verification and auditing of their AER / PRTR submissions.
How to Use the EPA UWW PRTR Electronic Toolset V5.0
This toolset comprises a series of worksheets as follows:
1. Air Emissions Input: This sheet is where the operator enters the information needed by the calculation toolset to estimate the Releases to Air of specific PRTR pollutants. It provides estimates of the relevant air emissions for automatic transfer to the "Releases to Air" worksheet of the PRTR Emissions Reporting Workbook.
2. Wastewater Treatment Data Input: This worksheet requires the input of data pertaining to the UWWTP in order that the estimated emissions can be generated. A detailed explanation of each input requirement is provided on the Wastewater Treatment Data Input worksheet.
3. Water Measured Values: This sheet requires the input of average emission values (in mg/l) for measured data for the previous reporting year. Where measured values are not available for individual parameters the corresponding cells should be left blank.
4. Water Emissions Estimates: This worksheet provides the estimates of the annual mass emission values of the PRTR and non-PRTR pollutants, these are UWWTP specific and relate back to the details provided on the Wastewater Treatment Data Input worksheet.
5. Releases to Water Output Table: This worksheet provides a summary of the annual mass emission data pertaining to the 64 PRTR pollutants and 25 non-PRTR pollutants of significance in waste water discharges. The summary data is reflective of the estimated values generated by the toolset and the measured values added by the operator. Where measured values are provided these overwrite the estimated values generated by the toolset. Data presented in this worksheet can be automatically exported to the PRTR Emissions Reporting Workbook by clicking the red arrow at the top of the page.
6. Sources: This worksheet is for information purposes and provides the sources of emission factors utilised in the toolset.
7. Calculation Sheet - This sheet provides the background to the Air Emissions Calculations used in this Toolset and refers the operator to the EPA's Effluent Characterisation Study for the background to the study and the generation of the water emission data.
THE WORKSHEETS MUST BE COMPLETED IN SEQUENCE. Navigation buttons are located at the top of each page and should be used to ensure that the worksheets are completed in the correct order. The navigation buttons are as follows:
A cell colour key is used throughout the toolset as an indication of whether there is a requirement for the i to input data and where output data is provided. The colour key is as follows and is repeated on each worksheet for information:
NAVIGATION BUTTONS:
NEXT - Takes the user to the next appropriate worksheet in the sequence
HOME - Takes the user back to this home page
CELL COLOUR KEY:
INPUT - Select value from drop down list
INPUT - type in your facility value in cell
OUTPUT - automaticaly generated cell value

## Air Emissions Input
Air Emission - Inputs
CELL COLOUR KEY
INPUT - type in your facility value in cell
OUTPUT - automatically generated cell value
RELEASES TO AIR
Air: Emissions from WWTP Works
Data Entry Table: Characteristics of the WWTP
For use where no data from on-site monitoring of air emissions from the plant are available.
Nitrous Oxide (N2O) calculated directly for actual p.e. data | [5 empty] | For information only:
Calculated Values (see Calculations Worksheet)
1 Loadings and Works
A Facility Loadings Data for Reporting Year |  |  | Value |  |  | TOW kg BOD / annum | TOW = "Total Organically biodegradable material in domestic (=municipal) Wastewater"
Total p.e. served |  |  |  | Enter Actual Population Equivalent of catchment |  | 0 | Total p.e. served TOW equivalent
Design p.e. |  |  |  | Enter Design Population Equivalent of facility |  | 0 | Design p.e. TOW equivalent
Total influent BOD kg/annum (measured) |  |  |  | Enter total annual quantity; NB note units: kg/annum |  | 0 | Quality check: p.e. of influent BOD kg/annum
Total Sludge removed offsite kg Dry Matter / annum |  |  |  | Enter total annual quantity; NB note units: kg/annum |  | 0 | BOD content of sludge removed kg/annum
Total Sludge digested on-site kg Dry Matter / annum |  |  |  | Enter total annual quantity; NB note units: kg/annum |  | 0 | BOD content of sludge digested kg/annum
[6 empty] | 0 | Residual BOD net of sludge removed/digested kg/annum
B Characteristics of the Works |  |  | Status
B1 Aerobic plant
Does the aerobic section of the plant contain dissolved oxygen? |  |  |  | Y / N (default is "Y") | Methane Conversion factor for the aerobic plant will be determined by this answer
All tanks covered and extracted to on-site flare? |  |  |  | Y / N (default is "N") | Releases will be reported as "Fugitive"
% of Headspace biogas utilised on site (0 - 100) |  |  |  | Only required if Headspace extraction on site; Calculate by % operation of engine. Default assumption is Zero utilisation
% of Headspace biogas flared (0 - 100) |  |  |  | Only required if Headspace extraction on site; Calculate by % operation of flare. Default assumption is Zero flaring
Total % biogas utilised or flared onsite
B2 Onsite Anaerobic Digestion for sludge treatment |  |  | Status
Anaerobic digestion on site? |  |  |  | Y / N (default is "N") | Releases will be reported as "Emission Point 1"
% of Digester biogas utilised on site (0 - 100) |  |  |  | Only required if Anaerobic digestion on site; Calculate by % operation of engine. Default assumption is Zero utilisation
% of Digester biogas flared (0 - 100) |  |  |  | Only required if Anaerobic digestion on site; Calculate by % operation of flare. Default assumption is Zero flaring
Total % biogas utilised or flared onsite
2 Estimated Fuel use at the UWWTP |  |  | Diesel Usage Tonnes/annum
Total Diesel Use on site in the year |  |  |  | Tonne / annum | Releases will be reported as "Fugitive"
| The output data is presented on this worksheet in the precise format for transfer directly into the "Releases to Air" Worksheet of your AER/PRTR Emissions Reporting Workbook | PRTR No. Annex II | Name | ESTIMATED QUANTITIES
|  |  |  | Emission Point 1 | T (Total) KG/Year | A (Accidental) KG/Year | F (Fugitive) KG/Year
|  | 1 | Methane (CH4) | 0 | 0 | 0 | 0
|  | 2 | Carbon Monoxide (CO) | 0 | 0 | 0 | 0
|  | 3 | Carbon Dioxide (CO2) | 0 | 0 | 0 | 0
|  | 5 | Nitrous oxide (N2O) |  | 0 | 0 | 0
|  | 7 | Non-methane volatile organic compounds (NMVOC) |  | 0 | 0 | 0
|  | 8 | Nitrogen oxides (NOx/NO2) | 0 | 0 | 0 | 0
|  | 11 | Sulphur oxides (SOx/SO2) |  | 0 | 0 | 0
Note on G19: cunningh: This value is the equivalent population of the reported annual influent BOD to the works. This figure should be of the same order as the Total p.e. served.

## Wastewater Treatment Data Input
Wastewater Treatment Data Input
CELL COLOUR KEY:
INPUT - Select value from drop down list
INPUT - type in your facility value in cell
OUTPUT - automaticaly generated cell value
Facility Name |  |  | Enter Facility Details
Address
Reporting Year
Licence Reg. No.
P.E. (Actual Treated) | SELECT |  | These parameters are required to generate estimated PRTR mass emission values.
Saline Intrusion | SELECT
Type of Treatment | SELECT |  | Click on the cell and select from the drop down menu.
Nutrient Removal | SELECT |  | Refer to the Definitions below for further information.
Please enter Total Annual Flow (m³/annum):
Treated (Predominant/Main Emission): |  |  | Final effluent volume released via the main emission point
Fugitive Emissions: |  |  | Additional estimated volume released in storm bypasses
TOTAL: | 0
Definition of Input Requirements
P.E. (Actual Treated): P.E. (population equivalent) is a measurement of the average organic biodegradable load received daily at the treatment plant. A population equivalent of 1 (1 p.e.) means the organic biodegradable load having a five-day biochemical oxygen demand (BOD5) of 60g of oxygen per day. Select a P.E. band (<10,000 p.e., 10,000 - 50,000 p.e., >50,000 p.e.) into which the actual operating P.E. of the treatment plant falls. (Please note: the operating P.E. is based on the existing population served and not the design population size of the UWWTP).
Saline Intrusion: Identify whether saline intrusion is known to occur within the sewage network serving the treatment plant. This will be the case for some coastally located UWWTPs.
Type of Treatment: Identify the type of treatment provided at the plant. Treatment options are "No Treatment", "Primary Treatment Only", "Secondary Treatment - Activated Sludge", "Secondary Treatment - Attached Growth", "Tertiary Treatment - Filtration", and "Tertiary Treatment - Disinfection".
Nutrient Removal: Identify whether nutrient removal is employed at the treatment plant. Nutrient removal options are "Phosphorus Removal Only - Biological/Chemical/Wetland", "Nitrogen Removal Only", "Phosphorous and Nitrogen Removal", and "No Nutrient Removal".

## Measured Values
Measured Values
CELL COLOUR
INPUT - type in your facility value in cell
OUTPUT - automaticaly generated cell value
Enter all measured values in this sheet
Note: If you do not have measured values then LEAVE THE CELL BLANK
Measured values reported in this worksheet should be the average concentration of the pollutant measured over the previous reporting year. Measured values should be used when they are available rather than estimated values from the Toolset. Measured values relate to parameters that are analysed in a laboratory. Please enter the measured values to the orange cells in mg/l for the year.
Note: the unit of measurement must be in mg/l for all parameters entered on this sheet.
Where measured values are reported, the Method Code must be indicated in the "Method of Measurement" column. The method code used shall be in accordance with the internationally approved measurement methods - please refer to the UWW PRTR Electronic Toolset Guidance Document on the EPA website. The method description should also be provided as indicated below.
Note: Wastewater licensed pollutants such as BOD and COD, Ortho- P are included at the bottom of this sheet - please enter annual measured data in mg/l for these.
Method Codes
| ISO/CEN Standard - If the laboratory is working to an ISO/CEN standard that is on the approved list of standards, you should use this as the method code. Example for Total Nitrogen is EN ISO 11905-1:1998. Leave the Description Field Blank in the PRTR Workbook. |  | Example for Total Nitrogen | EN ISO 11905-1:1998 | Method Description: Blank
| OTH - If the method you are using is not an ISO/CEN standard or does not fall under any of the other method codes then use OTH. This method code would apply when using methods from the Standard Methods for the Analysis of Water and Wastewater series or when using a Hach Spectrophotometric Method for Total Nitrogen, for example. Use the method code OTH and please put a description of the method in the method description field in the PRTR Emissions Reporting Workbook. |  | Example for Total Phosphorus | OTH | Method Description: Standard Methods for the Analysis of Water and Wastewater - Total P Analysis
| UWWT Facility Details: | SELECT, SELECT, SELECT, SELECT
PRTR Substances:
PRTR Nr. | CAS No. | Parameter | Treated Effluent Concentration (mg/l) | Fugitive Emission Concentration (mg/l) | Treated Effluent Mass emission (kg/annum) | Fugitive Emission Mass emission (kg/annum) | Method of Measurement (Method Code) | Method Description (Analytical Method)
12 |  | Total nitrogen (as N) |  |  | 0 | 0
13 |  | Total phosphorus (as P) |  |  | 0 | 0
76 |  | Total organic carbon |  |  | 0 | 0
79 |  | Chlorides (as total Cl) |  |  | 0 | 0
82 |  | Cyanides (as total CN) |  |  | 0 | 0
83 |  | Fluorides (as total F) |  |  | 0 | 0
17 |  | Arsenic and compounds (as As) |  |  | 0 | 0
18 |  | Cadmium and compounds (as Cd) |  |  | 0 | 0
19 |  | Chromium and compounds (as Cr) |  |  | 0 | 0
20 |  | Copper and compounds (as Cu) |  |  | 0 | 0
21 |  | Mercury and compounds (as Hg) |  |  | 0 | 0
22 |  | Nickel and compounds (as Ni) |  |  | 0 | 0
23 |  | Lead and compounds (as Pb) |  |  | 0 | 0
24 |  | Zinc and compounds (as Zn) |  |  | 0 | 0
31 | 85535-84-8 | Chloroalkanes (C10-C13) |  |  | 0 | 0
25 | 15972-60-8 | Alachlor |  |  | 0 | 0
26 | 309-00-2 | Aldrin |  |  | 0 | 0
36 | 60-57-1 | Dieldrin |  |  | 0 | 0
39 | 72-20-8 | Endrin |  |  | 0 | 0
41 | 76-44-8 | Heptachlor |  |  | 0 | 0
28 | 57-74-9 | Chlordane |  |  | 0 | 0
29 | 143-50-0 | Chlordecone |  |  | 0 | 0
46 | 2385-85-5 | Mirex |  |  | 0 | 0
38 | 115-29-7 | Endosulphan |  |  | 0 | 0
45 | 58-89-9 | Lindane (1,2,3,4,5, 6 -hexachlorocyclohexane) |  |  | 0 | 0
89 | 465-73-6 | Isodrin |  |  | 0 | 0
33 | 50-29-3 | DDT - sum of all isomers |  |  | 0 | 0
77 | 1582-09-8 | Trifluralin |  |  | 0 | 0
42 | 118-74-1 | Hexachlorobenzene (HCB) |  |  | 0 | 0
43 | 87-68-3 | Hexachlorobutadiene (HCBD) |  |  | 0 | 0
30 | 470-90-6 | Chlorfenvinphos |  |  | 0 | 0
32 | 2921-88-2 | Chlorpyrifos |  |  | 0 | 0
27 | 1912-24-9 | Atrazine |  |  | 0 | 0
51 | 122-34-9 | Simazine |  |  | 0 | 0
37 | 330-54-1 | Diuron |  |  | 0 | 0
67 | 34123-59-6 | Isoproturon |  |  | 0 | 0
75 |  | Triphenyltin |  |  | 0 | 0
69 |  | Organotin |  |  | 0 | 0
74 |  | Tributyltin |  |  | 0 | 0
72 |  | PAH, Total |  |  | 0 | 0
91 | 191-24-2 | Benzo[ghi]perylene |  |  | 0 | 0
61 | 120-12-7 | Anthracene |  |  | 0 | 0
68 | 91-20-3 | Naphthalene |  |  | 0 | 0
88 | 206-44-0 | Flouranthene |  |  | 0 | 0
50 | 1336-36-3 | Polychlorinated biphenyls (PCBs) - sum of 11 congenors |  |  | 0 | 0
40 |  | Halogenated organic compounds (as AOX) |  |  | 0 | 0
52 | 127-18-4 | Tetrachloroethylene (PER) |  |  | 0 | 0
53 | 56-23-5 | Tetrachloromethane (TCM) |  |  | 0 | 0
57 | 79-01-6 | Trichloroethylene |  |  | 0 | 0
60 | 75-01-4 | Vinyl chloride |  |  | 0 | 0
34 | 107-06-2 | 1,2-dichloroethane (EDC) |  |  | 0 | 0
35 | 75-09-2 | Dichloromethane (DCM) |  |  | 0 | 0
71 | 108-95-2 | Phenols (as total C) |  |  | 0 | 0
87 | 1806-26-4 | Octylphenols and Octylphenol Ethoxylates |  |  | 0 | 0
64 |  | Nonylphenol and Nonylphenol ethoxylates (NP/NPEs) |  |  | 0 | 0
54 | 12002-48-1 | Trichlorobenzenes (TCBs) (all isomers) |  |  | 0 | 0
49 | 87-86-5 | Pentachlorophenol (PCP) |  |  | 0 | 0
48 | 608-93-5 | Pentachlorobenzene |  |  | 0 | 0
62 | 71-43-2 | Benzene as BTEX |  |  | 0 | 0
73 | 108-88-3 | Toluene as BTEX |  |  | 0 | 0
78 | 1330-20-7 | Xylenes (total mass of ortho, para and meta-xylene)BTEX |  |  | 0 | 0
65 | 100-41-4 | Ethyl benzene (BTEX) |  |  | 0 | 0
70 | 117-81-7 | Di(2-ethylhexyl)phthalate |  |  | 0 | 0
59 | 8001-35-2 | Toxaphene |  |  | 0 | 0
90 | 36355-1-8 | Hexabromobiphenyl |  |  | 0 | 0
63 |  | Brominated diphenylethers (PBDE) |  |  | 0 | 0
Non-PRTR Substances:
PRTR Nr. | CAS No. | Parameter | Treated Effluent Concentration (mg/l) | Fugitive Emission Concentration (mg/l) | Treated Effluent Mass emission (kg/annum) | Fugitive Emission Mass emission (kg/annum) | Method of Measurement (Method Code) | Method Description (Analytical Method)
370 |  | Selenium |  |  | 0 | 0
205 |  | Antimony (as Sb) |  |  | 0 | 0
368 |  | Molybdenum |  |  | 0 | 0
358 |  | Tin |  |  | 0 | 0
373 |  | Barium |  |  | 0 | 0
374 |  | Boron |  |  | 0 | 0
356 |  | Cobalt |  |  | 0 | 0
386 |  | Vanadium |  |  | 0 | 0
388 |  | Dichlobenil |  |  | 0 | 0
383 |  | Linuron |  |  | 0 | 0
385 |  | Mecoprop Total |  |  | 0 | 0
380 |  | 2,4 Dichlorophenol (2,4 D) |  |  | 0 | 0
384 |  | MCPA |  |  | 0 | 0
382 |  | Glyphosate |  |  | 0 | 0
389 |  | Benzo[a]pyrene |  |  | 0 | 0
390 |  | Benzo[b]fluoranthene |  |  | 0 | 0
391 |  | Benzo[k]fluoranthene |  |  | 0 | 0
392 |  | Indeno[1,2,3-c,d]pyrene |  |  | 0 | 0
393 |  | Carbon tetrachloride |  |  | 0 | 0
394 |  | 2,6-Dichlorobenzamide |  |  | 0 | 0
395 |  | Dicofol |  |  | 0 | 0
396 |  | Hexabromocyclododecane (HBCD) |  |  | 0 | 0
397 |  | PFOS |  |  | 0 | 0
238 |  | Ammonia (as N) |  |  | 0 | 0
303 |  | BOD |  |  | 0 | 0
306 |  | COD |  |  | 0 | 0
362 |  | Kjeldahl Nitrogen |  |  | 0 | 0
327 |  | Nitrate (as N) |  |  | 0 | 0
372 |  | Nitrite (as N) |  |  | 0 | 0
332 |  | Ortho-phosphate (as PO4) |  |  | 0 | 0
240 |  | Suspended Solids |  |  | 0 | 0
Licensed Pollutants listed above
Enter your measured values in these two columns
Double-click the cells below to select the method code
Enter your method description in this column

## Wastewater Emissions Estimates
Wastewater Emissions Estimates
CELL COLOUR KEY
OUTPUT - automaticaly generated cell value
Note: There are no user input requirements in this worksheet
These values are generated in the Toolset based on the data filled in on the Waste Water Treatment Data Input Sheet (i.e. Generated by the Estimation Toolset)
| UWWT Facility Details: | SELECT, SELECT, SELECT, SELECT
PRTR substances estimated by tool:
PRTR Nr. | CAS No. | Parameter | Treated Effluent Concentration (mg/l) | Fugitive Emission Concentration (mg/l) | Treated Effluent Mass emission (kg/annum) | Fugitive Emission Mass emission (kg/annum) | Total Mass Emission (kg/annum)
12 |  | Total nitrogen (as N) | #N/A | #N/A | #N/A | #VALUE! | #N/A
13 |  | Total phosphorus (as P) | #N/A | #N/A | #N/A | #VALUE! | #N/A
76 |  | Total organic carbon | #N/A | #N/A | #N/A | #VALUE! | #N/A
79 |  | Chlorides (as total Cl) | #N/A | #N/A | #N/A | #VALUE! | #N/A
82 |  | Cyanides (as total CN) | #N/A | #N/A | #N/A | #VALUE! | #N/A
83 |  | Fluorides (as total F) | #N/A | #N/A | #N/A | #VALUE! | #N/A
17 |  | Arsenic and compounds (as As) | #N/A | #N/A | #N/A | #VALUE! | #N/A
18 |  | Cadmium and compounds (as Cd) | #N/A | #N/A | #N/A | #VALUE! | #N/A
19 |  | Chromium and compounds (as Cr) | #N/A | #N/A | #N/A | #VALUE! | #N/A
20 |  | Copper and compounds (as Cu) | #N/A | #N/A | #N/A | #VALUE! | #N/A
21 |  | Mercury and compounds (as Hg) | #N/A | #N/A | #N/A | #VALUE! | #N/A
22 |  | Nickel and compounds (as Ni) | #N/A | #N/A | #N/A | #VALUE! | #N/A
23 |  | Lead and compounds (as Pb) | #N/A | #N/A | #N/A | #VALUE! | #N/A
24 |  | Zinc and compounds (as Zn) | #N/A | #N/A | #N/A | #VALUE! | #N/A
31 | 85535-84-8 | Chloroalkanes (C10-C13) | #N/A | #N/A | #N/A | #VALUE! | #N/A
25 | 15972-60-8 | Alachlor | #N/A | #N/A | #N/A | #VALUE! | #N/A
26 | 309-00-2 | Aldrin | #N/A | #N/A | #N/A | #VALUE! | #N/A
36 | 60-57-1 | Dieldrin | #N/A | #N/A | #N/A | #VALUE! | #N/A
39 | 72-20-8 | Endrin | #N/A | #N/A | #N/A | #VALUE! | #N/A
41 | 76-44-8 | Heptachlor | #N/A | #N/A | #N/A | #VALUE! | #N/A
28 | 57-74-9 | Chlordane | #N/A | #N/A | #N/A | #VALUE! | #N/A
29 | 143-50-0 | Chlordecone | #N/A | #N/A | #N/A | #VALUE! | #N/A
46 | 2385-85-5 | Mirex | #N/A | #N/A | #N/A | #VALUE! | #N/A
38 | 115-29-7 | Endosulphan | #N/A | #N/A | #N/A | #VALUE! | #N/A
45 | 58-89-9 | Lindane (1,2,3,4,5, 6 -hexachlorocyclohexane) | #N/A | #N/A | #N/A | #VALUE! | #N/A
89 | 465-73-6 | Isodrin | #N/A | #N/A | #N/A | #VALUE! | #N/A
33 | 50-29-3 | DDT - sum of all isomers | #N/A | #N/A | #N/A | #VALUE! | #N/A
77 | 1582-09-8 | Trifluralin | #N/A | #N/A | #N/A | #VALUE! | #N/A
42 | 118-74-1 | Hexachlorobenzene (HCB) | #N/A | #N/A | #N/A | #VALUE! | #N/A
43 | 87-68-3 | Hexachlorobutadiene (HCBD) | #N/A | #N/A | #N/A | #VALUE! | #N/A
30 | 470-90-6 | Chlorfenvinphos | #N/A | #N/A | #N/A | #VALUE! | #N/A
32 | 2921-88-2 | Chlorpyrifos | #N/A | #N/A | #N/A | #VALUE! | #N/A
27 | 1912-24-9 | Atrazine | #N/A | #N/A | #N/A | #VALUE! | #N/A
51 | 122-34-9 | Simazine | #N/A | #N/A | #N/A | #VALUE! | #N/A
37 | 330-54-1 | Diuron | #N/A | #N/A | #N/A | #VALUE! | #N/A
67 | 34123-59-6 | Isoproturon | #N/A | #N/A | #N/A | #VALUE! | #N/A
75 |  | Triphenyltin | #N/A | #N/A | #N/A | #VALUE! | #N/A
69 |  | Organotin | #N/A | #N/A | #N/A | #VALUE! | #N/A
74 |  | Tributyltin | #N/A | #N/A | #N/A | #VALUE! | #N/A
72 |  | PAH, Total | #N/A | #N/A | #N/A | #VALUE! | #N/A
91 | 191-24-2 | Benzo[ghi]perylene | #N/A | #N/A | #N/A | #VALUE! | #N/A
61 | 120-12-7 | Anthracene | #N/A | #N/A | #N/A | #VALUE! | #N/A
68 | 91-20-3 | Naphthalene | #N/A | #N/A | #N/A | #VALUE! | #N/A
88 | 206-44-0 | Flouranthene | #N/A | #N/A | #N/A | #VALUE! | #N/A
50 | 1336-36-3 | Polychlorinated biphenyls (PCBs) - sum of 11 congenors | #N/A | #N/A | #N/A | #VALUE! | #N/A
40 |  | Halogenated organic compounds (as AOX) | #N/A | #N/A | #N/A | #VALUE! | #N/A
52 | 127-18-4 | Tetrachloroethylene (PER) | #N/A | #N/A | #N/A | #VALUE! | #N/A
53 | 56-23-5 | Tetrachloromethane (TCM) | #N/A | #N/A | #N/A | #VALUE! | #N/A
57 | 79-01-6 | Trichloroethylene | #N/A | #N/A | #N/A | #VALUE! | #N/A
60 | 75-01-4 | Vinyl chloride | #N/A | #N/A | #N/A | #VALUE! | #N/A
34 | 107-06-2 | 1,2-dichloroethane (EDC) | #N/A | #N/A | #N/A | #VALUE! | #N/A
35 | 75-09-2 | Dichloromethane (DCM) | #N/A | #N/A | #N/A | #VALUE! | #N/A
71 | 108-95-2 | Phenols (as total C) | #N/A | #N/A | #N/A | #VALUE! | #N/A
87 | 1806-26-4 | Octylphenols and Octylphenol Ethoxylates | #N/A | #N/A | #N/A | #VALUE! | #N/A
64 |  | Nonylphenol and Nonylphenol ethoxylates (NP/NPEs) | #N/A | #N/A | #N/A | #VALUE! | #N/A
54 | 12002-48-1 | Trichlorobenzenes (TCBs) (all isomers) | #N/A | #N/A | #N/A | #VALUE! | #N/A
49 | 87-86-5 | Pentachlorophenol (PCP) | #N/A | #N/A | #N/A | #VALUE! | #N/A
48 | 608-93-5 | Pentachlorobenzene | #N/A | #N/A | #N/A | #VALUE! | #N/A
62 | 71-43-2 | Benzene as BTEX | #N/A | #N/A | #N/A | #VALUE! | #N/A
73 | 108-88-3 | Toluene as BTEX | #N/A | #N/A | #N/A | #VALUE! | #N/A
78 | 1330-20-7 | Xylenes (total mass of ortho, para and meta-xylene)BTEX | #N/A | #N/A | #N/A | #VALUE! | #N/A
65 | 100-41-4 | Ethyl benzene (BTEX) | #N/A | #N/A | #N/A | #VALUE! | #N/A
70 | 117-81-7 | Di(2-ethylhexyl)phthalate | #N/A | #N/A | #N/A | #VALUE! | #N/A
59 | 8001-35-2 | Toxaphene | #N/A | #N/A | #N/A | #VALUE! | #N/A
90 | 36355-1-8 | Hexabromobiphenyl | #N/A | #N/A | #N/A | #VALUE! | #N/A
63 |  | Brominated diphenylethers (PBDE) | #N/A | #N/A | #N/A | #VALUE! | #N/A
non PRTR substances estimated by tool:
PRTR Nr. | CAS No. | Parameter | Treated Effluent Concentration (mg/l) | Fugitive Emission Concentration (mg/l) | Treated Effluent Mass emission (kg/annum) | Fugitive Emission Mass emission (kg/annum) | Total Mass Emission (kg/annum)
N/A |  | Total Hardness (mg/l CaCO3) | #N/A | #N/A | #N/A | #VALUE! | #N/A
N/A |  | Selenium | #N/A | #N/A | #N/A | #VALUE! | #N/A
N/A |  | Antimony | #N/A | #N/A | #N/A | #VALUE! | #N/A
N/A |  | Molybdenum | #N/A | #N/A | #N/A | #VALUE! | #N/A
N/A |  | Tin | #N/A | #N/A | #N/A | #VALUE! | #N/A
N/A |  | Barium | #N/A | #N/A | #N/A | #VALUE! | #N/A
N/A |  | Boron | #N/A | #N/A | #N/A | #VALUE! | #N/A
N/A |  | Cobalt | #N/A | #N/A | #N/A | #VALUE! | #N/A
N/A |  | Vanadium | #N/A | #N/A | #N/A | #VALUE! | #N/A
N/A |  | Dichlobenil | #N/A | #N/A | #N/A | #VALUE! | #N/A
N/A |  | Linuron | #N/A | #N/A | #N/A | #VALUE! | #N/A
N/A |  | Mecoprop | #N/A | #N/A | #N/A | #VALUE! | #N/A
N/A |  | 2,4-D | #N/A | #N/A | #N/A | #VALUE! | #N/A
N/A |  | MCPA | #N/A | #N/A | #N/A | #VALUE! | #N/A
N/A |  | Glyphosate | #N/A | #N/A | #N/A | #VALUE! | #N/A
N/A |  | Benzo[a]pyrene | #N/A | #N/A | #N/A | #VALUE! | #N/A
N/A |  | Benzo[b]fluoranthene | #N/A | #N/A | #N/A | #VALUE! | #N/A
N/A |  | Benzo[k]fluoranthene | #N/A | #N/A | #N/A | #VALUE! | #N/A
N/A |  | Indeno[1,2,3-c,d]pyrene | #N/A | #N/A | #N/A | #VALUE! | #N/A
N/A |  | Carbon tetrachloride | #N/A | #N/A | #N/A | #VALUE! | #N/A
N/A |  | 2,6-Dichlorobenzamide | #N/A | #N/A | #N/A | #VALUE! | #N/A
N/A |  | Dicofol | #N/A | #N/A | #N/A | #VALUE! | #N/A
N/A |  | Hexabromocyclododecane (HBCD) | #N/A | #N/A | #N/A | #VALUE! | #N/A
N/A |  | PFOS | #N/A | #N/A | #N/A | #VALUE! | #N/A
Note on D36: mce38227: The figures for Chloroalkanes used in this tool are those from Version 4.0
Note on D67: mce38227: The figures for Halogenated organic compounds used in this tool are those from Version 4.0
Note on D111: mce38227: Values are not currenlty available

## Releases to Water Output Table
Releases to Water Output Table
CELL COLOUR KEY:
INPUT - Type in your facility value in cell
OUTPUT - automatically generated cell value
Click the Red Arrow to transfer all the measured and estimated data to the PRTR Emissions Reporting Workbook for this specfic UWWTP. Please ensure the PRTR Workbook is closed prior to the transfer and select the correct PRTR Workbook from your dedicated folder for this UWWTP.
Please ensure that all the Inputs for Air and Water are completed prior to transfer. Please update the PRTR Workbook with method descriptions and waste transfers prior to upload.
| Facility Name: | 0
| Address: | 0
| Reporting year: | 0
| Treated: Final effluent volume released via main emission point |  |  |  | 0
| Fugitive: Estimated additional volume released in storm bypasses |  |  |  | 0
| Total Annual Flow (m³/annum): |  |  |  | 0
SECTION A : WWTP SPECIFIC PRTR POLLUTANTS | [6 empty] | Note '#VALUE!' error messages will disappear when flow data are entered above
POLLUTANT |  |  |  |  | QUANTITY |  |  |  | E-PRTR reporting threshold kg/annum
Method Used
No. Annex II | Name | M/E | Method of Measurement | Designation or Description | Emission Point 1 | F (Fugitive) kg/year | A (Accidental) kg/year (Enter site specific data) | T (Total) kg/year
12 | Total nitrogen | E | ESTIMATE | EPA UWWTP Tool Version 5.0 | #N/A | #VALUE! |  | #N/A | 50000
13 | Total phosphorus | E | ESTIMATE | EPA UWWTP Tool Version 5.0 | #N/A | #VALUE! |  | #N/A | 5000
76 | Total organic carbon (TOC) (as total C or COD/3) | E | ESTIMATE | EPA UWWTP Tool Version 5.0 | #N/A | #VALUE! |  | #N/A | 50000
79 | Chlorides (as total Cl) | E | ESTIMATE | EPA UWWTP Tool Version 5.0 | #N/A | #VALUE! |  | #N/A | 2000000
82 | Cyanides (as total CN) | E | ESTIMATE | EPA UWWTP Tool Version 5.0 | #N/A | #VALUE! |  | #N/A | 50
83 | Fluorides (as total F) | E | ESTIMATE | EPA UWWTP Tool Version 5.0 | #N/A | #VALUE! |  | #N/A | 2000
17 | Arsenic and compounds (as As) | E | ESTIMATE | EPA UWWTP Tool Version 5.0 | #N/A | #VALUE! |  | #N/A | 5
18 | Cadmium and compounds (as Cd) | E | ESTIMATE | EPA UWWTP Tool Version 5.0 | #N/A | #VALUE! |  | #N/A | 5
19 | Chromium and compounds (as Cr) | E | ESTIMATE | EPA UWWTP Tool Version 5.0 | #N/A | #VALUE! |  | #N/A | 50
20 | Copper and compounds (as Cu) | E | ESTIMATE | EPA UWWTP Tool Version 5.0 | #N/A | #VALUE! |  | #N/A | 50
21 | Mercury and compounds (as Hg) | E | ESTIMATE | EPA UWWTP Tool Version 5.0 | #N/A | #VALUE! |  | #N/A | 1
22 | Nickel and compounds (as Ni) | E | ESTIMATE | EPA UWWTP Tool Version 5.0 | #N/A | #VALUE! |  | #N/A | 20
23 | Lead and compounds (as Pb) | E | ESTIMATE | EPA UWWTP Tool Version 5.0 | #N/A | #VALUE! |  | #N/A | 20
24 | Zinc and compounds (as Zn) | E | ESTIMATE | EPA UWWTP Tool Version 5.0 | #N/A | #VALUE! |  | #N/A | 100
31 | Chloroalkanes (C10-C13) | E | ESTIMATE | EPA UWWTP Tool Version 5.0 | #N/A | #VALUE! |  | #N/A | 1
25 | Alachlor | E | ESTIMATE | EPA UWWTP Tool Version 5.0 | #N/A | #VALUE! |  | #N/A | 1
26 | Aldrin | E | ESTIMATE | EPA UWWTP Tool Version 5.0 | #N/A | #VALUE! |  | #N/A | 1
36 | Dieldrin | E | ESTIMATE | EPA UWWTP Tool Version 5.0 | #N/A | #VALUE! |  | #N/A | 1
39 | Endrin | E | ESTIMATE | EPA UWWTP Tool Version 5.0 | #N/A | #VALUE! |  | #N/A | 1
41 | Heptachlor | E | ESTIMATE | EPA UWWTP Tool Version 5.0 | #N/A | #VALUE! |  | #N/A | 1
28 | Chlordane | E | ESTIMATE | EPA UWWTP Tool Version 5.0 | #N/A | #VALUE! |  | #N/A | 1
29 | Chlordecone | E | ESTIMATE | EPA UWWTP Tool Version 5.0 | #N/A | #VALUE! |  | #N/A | 1
46 | Mirex | E | ESTIMATE | EPA UWWTP Tool Version 5.0 | #N/A | #VALUE! |  | #N/A | 1
38 | Endosulphan | E | ESTIMATE | EPA UWWTP Tool Version 5.0 | #N/A | #VALUE! |  | #N/A | 1
45 | Lindane | E | ESTIMATE | EPA UWWTP Tool Version 5.0 | #N/A | #VALUE! |  | #N/A | 1
89 | Isodrin | E | ESTIMATE | EPA UWWTP Tool Version 5.0 | #N/A | #VALUE! |  | #N/A | 1
33 | DDT | E | ESTIMATE | EPA UWWTP Tool Version 5.0 | #N/A | #VALUE! |  | #N/A | 1
77 | Trifluralin | E | ESTIMATE | EPA UWWTP Tool Version 5.0 | #N/A | #VALUE! |  | #N/A | 1
42 | Hexachlorobenzene | E | ESTIMATE | EPA UWWTP Tool Version 5.0 | #N/A | #VALUE! |  | #N/A | 1
43 | Hexachlorobutadiene | E | ESTIMATE | EPA UWWTP Tool Version 5.0 | #N/A | #VALUE! |  | #N/A | 1
30 | Chlorfenvinphos | E | ESTIMATE | EPA UWWTP Tool Version 5.0 | #N/A | #VALUE! |  | #N/A | 1
32 | Chlorpyrifos | E | ESTIMATE | EPA UWWTP Tool Version 5.0 | #N/A | #VALUE! |  | #N/A | 1
27 | Atrazine | E | ESTIMATE | EPA UWWTP Tool Version 5.0 | #N/A | #VALUE! |  | #N/A | 1
51 | Simazine | E | ESTIMATE | EPA UWWTP Tool Version 5.0 | #N/A | #VALUE! |  | #N/A | 1
37 | Diuron | E | ESTIMATE | EPA UWWTP Tool Version 5.0 | #N/A | #VALUE! |  | #N/A | 1
67 | Isoproturon | E | ESTIMATE | EPA UWWTP Tool Version 5.0 | #N/A | #VALUE! |  | #N/A | 1
75 | Triphenyltin and compounds | E | ESTIMATE | EPA UWWTP Tool Version 5.0 | #N/A | #VALUE! |  | #N/A | 1
69 | Organotin compounds(as total Sn) | E | ESTIMATE | EPA UWWTP Tool Version 5.0 | #N/A | #VALUE! |  | #N/A | 50
74 | Tributyltin and compounds | E | ESTIMATE | EPA UWWTP Tool Version 5.0 | #N/A | #VALUE! |  | #N/A | 1
72 | Polycyclic aromatic hydrocarbons (PAHs) | E | ESTIMATE | EPA UWWTP Tool Version 5.0 | #N/A | #VALUE! |  | #N/A | 5
91 | Benzo(g,h,i)perylene | E | ESTIMATE | EPA UWWTP Tool Version 5.0 | #N/A | #VALUE! |  | #N/A | 1
61 | Anthracene | E | ESTIMATE | EPA UWWTP Tool Version 5.0 | #N/A | #VALUE! |  | #N/A | 1
68 | Naphthalene | E | ESTIMATE | EPA UWWTP Tool Version 5.0 | #N/A | #VALUE! |  | #N/A | 10
88 | Fluoranthene | E | ESTIMATE | EPA UWWTP Tool Version 5.0 | #N/A | #VALUE! |  | #N/A | 1
50 | Polychlorinated biphenyls (PCBs) | E | ESTIMATE | EPA UWWTP Tool Version 5.0 | #N/A | #VALUE! |  | #N/A | 0,1
40 | Halogenated organic compounds (as AOX) | E | ESTIMATE | EPA UWWTP Tool Version 5.0 | #N/A | #VALUE! |  | #N/A | 1000
52 | Tetrachloroethylene (PER) | E | ESTIMATE | EPA UWWTP Tool Version 5.0 | #N/A | #VALUE! |  | #N/A | 10
53 | Tetrachloromethane (TCM) | E | ESTIMATE | EPA UWWTP Tool Version 5.0 | #N/A | #VALUE! |  | #N/A | 1
57 | Trichloroethylene | E | ESTIMATE | EPA UWWTP Tool Version 5.0 | #N/A | #VALUE! |  | #N/A | 10
60 | Vinyl chloride | E | ESTIMATE | EPA UWWTP Tool Version 5.0 | #N/A | #VALUE! |  | #N/A | 10
34 | 1,2-dichloroethane (EDC) | E | ESTIMATE | EPA UWWTP Tool Version 5.0 | #N/A | #VALUE! |  | #N/A | 10
35 | Dichloromethane (DCM) | E | ESTIMATE | EPA UWWTP Tool Version 5.0 | #N/A | #VALUE! |  | #N/A | 10
71 | Phenols (as total C) | E | ESTIMATE | EPA UWWTP Tool Version 5.0 | #N/A | #VALUE! |  | #N/A | 20
87 | Octylphenols and Octylphenol ethoxylates | E | ESTIMATE | EPA UWWTP Tool Version 5.0 | #N/A | #VALUE! |  | #N/A | 1
64 | Nonylphenol and Nonylphenol ethoxylates (NP/NPEs) | E | ESTIMATE | EPA UWWTP Tool Version 5.0 | #N/A | #VALUE! |  | #N/A | 1
54 | Trichlorobenzenes (TCBs) (all isomers) | E | ESTIMATE | EPA UWWTP Tool Version 5.0 | #N/A | #VALUE! |  | #N/A | 1
49 | Pentachlorophenol (PCP) | E | ESTIMATE | EPA UWWTP Tool Version 5.0 | #N/A | #VALUE! |  | #N/A | 1
48 | Pentachlorobenzene | E | ESTIMATE | EPA UWWTP Tool Version 5.0 | #N/A | #VALUE! |  | #N/A | 1
62 | Benzene | E | ESTIMATE | EPA UWWTP Tool Version 5.0 | #N/A | #VALUE! |  | #N/A | 200
73 | Toluene | E | ESTIMATE | EPA UWWTP Tool Version 5.0 | #N/A | #VALUE! |  | #N/A | 200
78 | Xylenes | E | ESTIMATE | EPA UWWTP Tool Version 5.0 | #N/A | #VALUE! |  | #N/A | 200
65 | Ethyl benzene | E | ESTIMATE | EPA UWWTP Tool Version 5.0 | #N/A | #VALUE! |  | #N/A | 200
70 | Di-(2-ethyl hexyl) phthalate (DEHP) | E | ESTIMATE | EPA UWWTP Tool Version 5.0 | #N/A | #VALUE! |  | #N/A | 1
59 | Toxaphene | E | ESTIMATE | EPA UWWTP Tool Version 5.0 | #N/A | #VALUE! |  | #N/A | 1
90 | Hexabromobiphenyl | E | ESTIMATE | EPA UWWTP Tool Version 5.0 | #N/A | #VALUE! |  | #N/A | 0,1
63 | Brominated diphenylethers (PBDE) | E | ESTIMATE | EPA UWWTP Tool Version 5.0 | #N/A | #VALUE! |  | #N/A | 1
SECTION C : REMAINING NON-PRTR SUBSTANCES AND POLLUTANT EMISSIONS AS REQUIRED IN YOUR LICENCE
POLLUTANT |  |  |  |  | QUANTITY
Method Used
No. Annex II | Name | M/E | Method Code | Designation or Description (Note: replace with site-specific data if applicable) | Emission Point 1 | F (Fugitive) kg/year | A (Accidental) kg/year (Enter site specific data) | T (Total) kg/year
370 | Selenium | E | ESTIMATE | EPA UWWTP Tool Version 5.0 | #N/A | #VALUE! |  | #N/A
205 | Antimony (as Sb) | E | ESTIMATE | EPA UWWTP Tool Version 5.0 | #N/A | #VALUE! |  | #N/A
368 | Molybdenum | E | ESTIMATE | EPA UWWTP Tool Version 5.0 | #N/A | #VALUE! |  | #N/A
358 | Tin | E | ESTIMATE | EPA UWWTP Tool Version 5.0 | #N/A | #VALUE! |  | #N/A
373 | Barium | E | ESTIMATE | EPA UWWTP Tool Version 5.0 | #N/A | #VALUE! |  | #N/A
374 | Boron | E | ESTIMATE | EPA UWWTP Tool Version 5.0 | #N/A | #VALUE! |  | #N/A
356 | Cobalt | E | ESTIMATE | EPA UWWTP Tool Version 5.0 | #N/A | #VALUE! |  | #N/A
386 | Vanadium | E | ESTIMATE | EPA UWWTP Tool Version 5.0 | #N/A | #VALUE! |  | #N/A
388 | Dichlobenil | E | ESTIMATE | EPA UWWTP Tool Version 5.0 | #N/A | #VALUE! |  | #N/A
383 | Linuron | E | ESTIMATE | EPA UWWTP Tool Version 5.0 | #N/A | #VALUE! |  | #N/A
385 | Mecoprop Total | E | ESTIMATE | EPA UWWTP Tool Version 5.0 | #N/A | #VALUE! |  | #N/A
380 | 2,4 Dichlorophenol (2,4 D) | E | ESTIMATE | EPA UWWTP Tool Version 5.0 | #N/A | #VALUE! |  | #N/A
384 | MCPA | E | ESTIMATE | EPA UWWTP Tool Version 5.0 | #N/A | #VALUE! |  | #N/A
382 | Glyphosate | E | ESTIMATE | EPA UWWTP Tool Version 5.0 | #N/A | #VALUE! |  | #N/A
389 | Benzo[a]pyrene | E | ESTIMATE | EPA UWWTP Tool Version 5.0 | #N/A | #VALUE! |  | #N/A
390 | Benzo[b]fluoranthene | E | ESTIMATE | EPA UWWTP Tool Version 5.0 | #N/A | #VALUE! |  | #N/A
391 | Benzo[k]fluoranthene | E | ESTIMATE | EPA UWWTP Tool Version 5.0 | #N/A | #VALUE! |  | #N/A
392 | Indeno[1,2,3-c,d]pyrene | E | ESTIMATE | EPA UWWTP Tool Version 5.0 | #N/A | #VALUE! |  | #N/A
393 | Carbon tetrachloride | E | ESTIMATE | EPA UWWTP Tool Version 5.0 | #N/A | #VALUE! |  | #N/A
394 | 2,6-Dichlorobenzamide | E | ESTIMATE | EPA UWWTP Tool Version 5.0 | #N/A | #VALUE! |  | #N/A
395 | Dicofol | E | ESTIMATE | EPA UWWTP Tool Version 5.0 | 0 | 0 |  | 0
396 | Hexabromocyclodecane (HBCD) | E | ESTIMATE | EPA UWWTP Tool Version 5.0 | #N/A | #VALUE! |  | #N/A
397 | PFOS | E | ESTIMATE | EPA UWWTP Tool Version 5.0 | #N/A | #VALUE! |  | #N/A
238 | Ammonia (as N) | E | ESTIMATE | EPA UWWTP Tool Version 5.0 | 0 | 0 |  | 0
303 | BOD | E | ESTIMATE | EPA UWWTP Tool Version 5.0 | 0 | 0 |  | 0
306 | COD | E | ESTIMATE | EPA UWWTP Tool Version 5.0 | 0 | 0 |  | 0
362 | Kjeldahl Nitrogen | E | ESTIMATE | EPA UWWTP Tool Version 5.0 | 0 | 0 |  | 0
327 | Nitrate (as N) | E | ESTIMATE | EPA UWWTP Tool Version 5.0 | 0 | 0 |  | 0
372 | Nitrite (as N) | E | ESTIMATE | EPA UWWTP Tool Version 5.0 | 0 | 0 |  | 0
332 | Ortho-phosphate (as PO4) | E | ESTIMATE | EPA UWWTP Tool Version 5.0 | 0 | 0 |  | 0
240 | Suspended Solids | E | ESTIMATE | EPA UWWTP Tool Version 5.0 | 0 | 0 |  | 0
Note on E105: Please refer to the Method Codes reference section for details of relevant codes
Note on G32: This is the predominant or main emission point.
Note on G104: This is the main or predominant emission
Note on H32: Total is calculated as the sum of all emission points plus Accidental plus Fugitive
Note on H104: Total is calculated as the sum of all emission points plus Accidental plus Fugitive
Note on I32: Enter an Accidental Quantity (KGs) if applicable
Note on I104: Enter an Accidental Quantity (KGs) if applicable
Note on J32: Enter a Fugitive Quantity (KGs) if applicable
Note on J104: Enter a Fugitive Quantity (KGs) if applicable
Export Data
to PRTR Workbook

## Study Sources
Effluent Characterisation Study Sources
The European Communities (European Pollutant Release and Transfer Register) Regulations 2007 came into operation on 22 March 2007 giving effect to Regulation (EC) No 166/2006 concerning the establishment of a European Pollutant Release and Transfer Register (E-PRTR). The EPA is the competent authority in Ireland for reporting PRTR data to Europe. EPA-licenced facilities are required to submit PRTR emissions and waste transfers data to the EPA on an annual basis. This EPA UWW PRTR Electronic Toolset V5.0 has been developed to assist UWWTP operators in completing their annual PRTR submissions.
This toolset provides an estimation of annual mass emissions of PRTR substances based on actual monitoring data from 11 waste water treatment plants from different locations and with differing plant sizes and types of treatment. 88 pollutants including PRTR substances, priority pollutants and other pollutants of concern were monitored on a quarterly basis at the 11 UWWTPs between July 2011 and April 2012.
This latest version of the EPA UWW PRTR Electronic Toolset V5.0 provides a more representative estimate of the mass emissions of PRTR substances from Irish UWWTPs than previous versions which were based only on analytical data from the DCC's Ringsend plant. The updated version of the Toolset is representative of a broader range of UWWTPs; with different sizes; levels and types of treatment; and catchment characteristics. The treatment plant characteristics that were assessed for the purpose of further developing the UWW PRTR Estimation Toolset V5.0 are: 1) Population equivalent 2) Percentage non-domestic contribution 3) Type of treatment 4) Coastal / inland location
Data sources used for the development of the Toolset are as follows: 1) Actual Monitoring results from the eleven treatment plants included in the Effluent Characterisation Study; 2) Priority Substances screening data submitted to the EPA in the AER by WWDL holders as part of their License Conditions; 3) Measured data for PRTR substances as reported to the EPA by WWDL holders in the PRTR Emissions Reporting workbook; 4) Monitoring data submitted in conjunction with WWDL applications which included dangerous substance screening data.
Other research referred to in this study included: 1) UK Water Industry Research Limited, 2009. A procedure for estimating emissions of Pollution Inventory substances from sewage treatment works; 2) The UK Water Industry Research Limited Chemicals Investigation Programme – A Mid-programme Update; 3) Score PP, 2008. Priority pollutants behaviour in end of pipe wastewater treatment plants; 4) EPA STRIVE Programme 2007-2013, Jones L. et al, 2012: Monitoring Criteria for Priority Chemicals Leading to Emission Factors P03509 (interim report); 5) SEPA, 2009. Chemical Prioritisation: Ranking Chemicals of Concern to Scotland’s Environment.
A copy of the PRTR Effluent Characterisation Study Final Report is available on the EPA website at this link:
http://www.epa.ie/downloads/pubs/water/wastewater/name,33984,en.html

## Calculation Sheet
Environmental Protection Agency- UWW PRTR Estimation Tool V5.0 Background Calculations Sheet
This sheet is where the actual calculations of the emissions take place, based on the data entered by the operator
THIS SHEET IS FOR REFERENCE PURPOSES ONLY
RELEASES TO AIR
1: Loadings and Works: Fugitive and Emission Point Releases
This section provides methods for estimating Fugitive and Emission Point (point source) emissions to air from
UWWTPs based on the loadings to the plant and the details of the onsite works.
Enter details of the loading to the plant and the quantities and composition of sludge treated onsite or transferred offsite.
A Facility Loadings Data for Reporting Year |  | Value | TOW kg BOD / annum | TOW = "Total Organically biodegradable material in domestic (=municipal) Wastewater"
Total p.e. served |  | 0 | 0
Design p.e. |  | 0 | 0
Total influent BOD kg/annum (measured) |  | 0 | 0 |  | 0 | Quality check: p.e. of influent
Total Sludge removed offsite kg Dry Matter / annum |  | 0 | 0 | BOD content of sludge estimated at 40% of dry matter (NIR 2006, p103)
Total Sludge digested on-site kg Dry Matter / annum |  | 0 | 0 | BOD content of sludge estimated at 40% of dry matter (NIR 2006, p103)
Residual BOD net of sludge removed/digested kg/annum |  |  | 0 | This amount assumed to pass through the plant and to give rise to Fugitive CH4 and CO2 emissions via "Aerobic Plant"
|  | p.e of residual BOD | 0 | For Plant CO2 generation estimate
B Works
● Indicate whether all tankage and associated works are covered and extracted to an on-site methane utilisation
engine and / or to an on-site flare.
● Indicate whether sludge is treated on site by Anaerobic Digestion, and, if so, what is the annual proportion of offgas
combusted in an on-site utilisation engine and / or flare (the remainder is assumed to be lost to atmosphere)
Definition of terms
METHANE (CH4): Fugitive and emitted gas
B1 Aerobic plant |  | Status | MCF | Emission Factor (Bo x MCF) | CH4 calculations raw | CH4 calculations final |  | Bo = Default Maximum CH4 producing capacity for domestic wastewater
Is the aerobic section of your plant fully aerobic? |  | Yes | 0 | 0 | 0 | 0 | Fugitive | MCF: Methane Correction Factor (2006 IPCC Guidelines, Ch 6 p. 6.12)
All tanks covered and extracted to on-site flare? |  | No | 0 |  | 0 |  |  | Raw calculation: gross fugitive emissions before abatement by utilisation or flaring
Residual BOD net of sludge removed kg/annum |  | 0 | 1 | proportion remaining after utilisation
% of Headspace biogas flared (0 - 100) |  | 0 | 1 | proportion remaining after flaring
Plant capacity overloaded? |  | No
[5 empty] | Plant CO2 generation | 0 | Fugitive
B2 Onsite sludge treatment
Anaerobic digestion on site? |  | 0 | 0 | 0 | 0 | 0 | Emission Point
% of Digester biogas utilised on site (0 - 100) |  | 0 | 1 | proportion remaining after utilisation
% of Digester biogas flared (0 - 100) |  | 0 | 1 | proportion remaining after flaring
TOTAL
CARBON MONOXIDE (CO): Utilised / flared gas |  | Total CO |  |  | 0 | EMISSION POINT: (Very approximate) This amount calculated as released via combustion of biogas by utilisation / flaring
CARBON DIOXIDE (CO2): Utilised / flared gas AD |  | Total CO2 | 0 | 0 | 0 | EMISSION POINT: This amount calculated as released via combustion of biogas by utilisation / flaring
Nitrogen Oxides (NOx): Utilised / flared gas |  | Total NOx |  |  | 0 | EMISSION POINT: (Very approximate) This amount calculated as released via combustion of biogas by utilisation / flaring
Note: CO and NOx figures based on stoichoiometric relationships with CO2 - this is a preliminary measure and requires to be improved
|  |  | via p.e. | via influent BOD | Final
NITROUS OXIDE (N2O) |  | Total N2O | 0 | 0 | 0 | Fugitive
C: Fuel Usage at the UWWTP
● Indicate overall annual diesel fuel use on the plant.
| Total Diesel Use in the year | Tonne / year | 0
Calculations relative to diesel used |  |  |  | Emission Factors
Pollutant Emissions kg/Annum
PRTR Pollutant Number | Pollutant |  |  | PRTR No | Pollutant |  | E.F kg/Tonne
1 | Methane (CH4) | 0 |  | 1 | Methane (CH4) | Air | 0.055
2 | Carbon monoxide (CO) | 0 |  | 2 | Carbon monoxide (CO) | Air | 10.722
3 | Carbon dioxide (CO2) | 0 |  | 3 | Carbon dioxide (CO2) | Air | 3160
5 | Nitrous oxide (N2O) | 0 |  | 5 | Nitrous oxide (N2O) | Air | 0.135
7 | Non-methane volatile organic compounds (NMVOC) | 0 |  | 7 | Non-methane volatile organic compounds (NMVOC) | Air | 3.385
8 | Nitrogen oxides (NOx/NO2) | 0 |  | 8 | Nitrogen oxides (NOx/NO2) | Air | 32.792
11 | Sulphur oxides (SOx/SO2) | 0 |  | 11 | Sulphur oxides (SOx/SO2) | Air | 3.2
RELEASES TO WATER
The data used in this Toolset V5.0 for the Estimation of the Releases to Water of pollutants from UWWTPs is based real monitoring data from 11 Irish UWWTPs.
This work was carried out as part of the EPA's Effluent Characterisation Study between June 2011 and July 2012.
A copy of the Effluent Characterisation Study Final Report can be found on the EPA website at the following link: |  |  |  |  | http://www.epa.ie/downloads/pubs/water/wastewater/name,33984,en.html
Please refer to Appendix C of this Final Report for the Validation of Emission Concentrations.
Background to the Water Emissions Concentration Data in the Toolset V5.0
Effluent monitoring results from 4 Sampling Rounds were extracted from the study database and the average emission values were calculated for each parameter.
Some parametes were found to follow trends with the UWWTP catchment characteristics examined in this study. The extraction of results took the following approach:
No Trend Observed
Where no trend was observed for a parameter with the catchment characteristics, the full range of effluent monitoring results associated with that parameter
from all waste water treatment plants was extracted and the average emission value was calculated.
Population Equivalent Trend
Certain parameters were identified as occurring more frequently and/or at higher concentrations in
association with particular population equivalent bands. The PE bands allocated to the Tool are <10,000PE’, ‘10,000PE – 50,000PE’, and ‘>50,000PE.
Level of Treatment Trend
Certain parameters were identified as occurring more frequently and/or at higher concentrations in association with plants providing different types of treatment.
The treatment options allocated to the Toolset fall into two categories:
(a) Nutrient Removal, (b) Type of Treatment.
Effluent monitoring results for the parameters associated with treatment plants falling into each treatment category were extracted and the average value
calculated to generate the emission concentration.
Inland / Coastal Location Trend
Certain parameters were identified as occurring more frequently and/or at higher concentrations depending on the location of the treatment plants.
The location options allocated to the Toolset are related to the inland or coastal location of the UWWTP, referred to as saline intrusion or no saline intrusion in the Toolset.
Effluent monitoring results for the parameters associated with treatment plants located coastally were extracted and the average emission value calculated to generate the
emission concentrations.
Fugitive Emissions
Influent monitoring results from Sampling Round 2 were used to generate emission concentrations to be applied to fugitive emissions from storm overflows in the the Toolset.
Round 2 sampling was conducted in storm conditions. It was considered that the Round 2 influent monitoring is closely representative
of typical fugitive emissions from storm overflows, following first flush.
Note on E30: moores MCF value derived from table 6.3 of 2006 IPCC Guidelines. The default MCF value of 0.0 is applicable to well managed centralized aerobic treatment plants. The MCF value of 0.3 is applicable to centralized aerobic treatment plant which are not well managed and are overloaded
Note on E43: cunningh: calculated from utilisation and flaring data
Note on E44: cunningh: calculated from utilisation and flaring data
Note on E45: cunningh: calculated from utilisation and flaring data
Note on F43: cunningh: derived from raw calculation of CH4 generated by anaerobic digester.
Note on F44: cunningh: derived from raw calculation of CH4 generated by Aerobic plant + anaerobic digester.
Note on F45: cunningh: derived from raw calculation of CH4 generated by anaerobic digester.
Note on F47: PCunningham: preferred

## Water Emissions Background Data (hidden)
Environmental Protection Agency | [5 empty] | VERSION 5.0 Nov 2012
CALCULATION OF EMISSIONS FROM URBAN WASTE WATER TREATMENT PLANTS FOR AER AND PRTR REPORTING
|  |  |  | Treated Emissions Data | [143 empty] | Fugitive Emissions Data
| Annex II Number | Determinands | Units | <10000 p.e., Yes saline intrusion, No Treatment, Phosphorus Removal Only - Biological/Chemical/Wetland | <10000 p.e., Yes saline intrusion, No Treatment, Nitrogen Removal Only | <10000 p.e., Yes saline intrusion, No Treatment, Phosphorous and Nitrogen Removal | <10000 p.e., Yes saline intrusion, No Treatment, No Nutrient Removal | <10000 p.e., Yes saline intrusion, Primary Treatment Only, Phosphorus Removal Only - Biological/Chemical/Wetland | <10000 p.e., Yes saline intrusion, Primary Treatment Only, Nitrogen Removal Only | <10000 p.e., Yes saline intrusion, Primary Treatment Only, Phosphorous and Nitrogen Removal | <10000 p.e., Yes saline intrusion, Primary Treatment Only, No Nutrient Removal | <10000 p.e., Yes saline intrusion, Secondary Treatment - Activated Sludge, Phosphorus Removal Only - Biological/Chemical/Wetland | <10000 p.e., Yes saline intrusion, Secondary Treatment - Activated Sludge, Nitrogen Removal Only | <10000 p.e., Yes saline intrusion, Secondary Treatment - Activated Sludge, Phosphorous and Nitrogen Removal | <10000 p.e., Yes saline intrusion, Secondary Treatment - Activated Sludge, No Nutrient Removal | <10000 p.e., Yes saline intrusion, Secondary Treatment - Other, Phosphorus Removal Only - Biological/Chemical/Wetland | <10000 p.e., Yes saline intrusion, Secondary Treatment - Other, Nitrogen Removal Only | <10000 p.e., Yes saline intrusion, Secondary Treatment - Other, Phosphorous and Nitrogen Removal | <10000 p.e., Yes saline intrusion, Secondary Treatment - Other, No Nutrient Removal | <10000 p.e., Yes saline intrusion, Tertiary Treatment - Filtration, Phosphorus Removal Only - Biological/Chemical/Wetland | <10000 p.e., Yes saline intrusion, Tertiary Treatment - Filtration, Nitrogen Removal Only | <10000 p.e., Yes saline intrusion, Tertiary Treatment - Filtration, Phosphorous and Nitrogen Removal | <10000 p.e., Yes saline intrusion, Tertiary Treatment - Filtration, No Nutrient Removal | <10000 p.e., Yes saline intrusion, Tertiary Treatment - Disinfection, Phosphorus Removal Only - Biological/Chemical/Wetland | <10000 p.e., Yes saline intrusion, Tertiary Treatment - Disinfection, Nitrogen Removal Only | <10000 p.e., Yes saline intrusion, Tertiary Treatment - Disinfection, Phosphorous and Nitrogen Removal | <10000 p.e., Yes saline intrusion, Tertiary Treatment - Disinfection, No Nutrient Removal | <10000 p.e., No saline intrusion, No Treatment, Phosphorus Removal Only - Biological/Chemical/Wetland | <10000 p.e., No saline intrusion, No Treatment, Nitrogen Removal Only | <10000 p.e., No saline intrusion, No Treatment, Phosphorous and Nitrogen Removal | <10000 p.e., No saline intrusion, No Treatment, No Nutrient Removal | <10000 p.e., No saline intrusion, Primary Treatment Only, Phosphorus Removal Only - Biological/Chemical/Wetland | <10000 p.e., No saline intrusion, Primary Treatment Only, Nitrogen Removal Only | <10000 p.e., No saline intrusion, Primary Treatment Only, Phosphorous and Nitrogen Removal | <10000 p.e., No saline intrusion, Primary Treatment Only, No Nutrient Removal | <10000 p.e., No saline intrusion, Secondary Treatment - Activated Sludge, Phosphorus Removal Only - Biological/Chemical/Wetland | <10000 p.e., No saline intrusion, Secondary Treatment - Activated Sludge, Nitrogen Removal Only | <10000 p.e., No saline intrusion, Secondary Treatment - Activated Sludge, Phosphorous and Nitrogen Removal | <10000 p.e., No saline intrusion, Secondary Treatment - Activated Sludge, No Nutrient Removal | <10000 p.e., No saline intrusion, Secondary Treatment - Other, Phosphorus Removal Only - Biological/Chemical/Wetland | <10000 p.e., No saline intrusion, Secondary Treatment - Other, Nitrogen Removal Only | <10000 p.e., No saline intrusion, Secondary Treatment - Other, Phosphorous and Nitrogen Removal | <10000 p.e., No saline intrusion, Secondary Treatment - Other, No Nutrient Removal | <10000 p.e., No saline intrusion, Tertiary Treatment - Filtration, Phosphorus Removal Only - Biological/Chemical/Wetland | <10000 p.e., No saline intrusion, Tertiary Treatment - Filtration, Nitrogen Removal Only | <10000 p.e., No saline intrusion, Tertiary Treatment - Filtration, Phosphorous and Nitrogen Removal | <10000 p.e., No saline intrusion, Tertiary Treatment - Filtration, No Nutrient Removal | <10000 p.e., No saline intrusion, Tertiary Treatment - Disinfection, Phosphorus Removal Only - Biological/Chemical/Wetland | <10000 p.e., No saline intrusion, Tertiary Treatment - Disinfection, Nitrogen Removal Only | <10000 p.e., No saline intrusion, Tertiary Treatment - Disinfection, Phosphorous and Nitrogen Removal | <10000 p.e., No saline intrusion, Tertiary Treatment - Disinfection, No Nutrient Removal | 10000 - 50000 p.e., No saline intrusion, No Treatment, Phosphorus Removal Only - Biological/Chemical/Wetland | 10000 - 50000 p.e., No saline intrusion, No Treatment, Nitrogen Removal Only | 10000 - 50000 p.e., No saline intrusion, No Treatment, Phosphorous and Nitrogen Removal | 10000 - 50000 p.e., No saline intrusion, No Treatment, No Nutrient Removal | 10000 - 50000 p.e., No saline intrusion, Primary Treatment Only, Phosphorus Removal Only - Biological/Chemical/Wetland | 10000 - 50000 p.e., No saline intrusion, Primary Treatment Only, Nitrogen Removal Only | 10000 - 50000 p.e., No saline intrusion, Primary Treatment Only, Phosphorous and Nitrogen Removal | 10000 - 50000 p.e., No saline intrusion, Primary Treatment Only, No Nutrient Removal | 10000 - 50000 p.e., No saline intrusion, Secondary Treatment - Activated Sludge, Phosphorus Removal Only - Biological/Chemical/Wetland | 10000 - 50000 p.e., No saline intrusion, Secondary Treatment - Activated Sludge, Nitrogen Removal Only | 10000 - 50000 p.e., No saline intrusion, Secondary Treatment - Activated Sludge, Phosphorous and Nitrogen Removal | 10000 - 50000 p.e., No saline intrusion, Secondary Treatment - Activated Sludge, No Nutrient Removal | 10000 - 50000 p.e., No saline intrusion, Secondary Treatment - Other, Phosphorus Removal Only - Biological/Chemical/Wetland | 10000 - 50000 p.e., No saline intrusion, Secondary Treatment - Other, Nitrogen Removal Only | 10000 - 50000 p.e., No saline intrusion, Secondary Treatment - Other, Phosphorous and Nitrogen Removal | 10000 - 50000 p.e., No saline intrusion, Secondary Treatment - Other, No Nutrient Removal | 10000 - 50000 p.e., No saline intrusion, Tertiary Treatment - Filtration, Phosphorus Removal Only - Biological/Chemical/Wetland | 10000 - 50000 p.e., No saline intrusion, Tertiary Treatment - Filtration, Nitrogen Removal Only | 10000 - 50000 p.e., No saline intrusion, Tertiary Treatment - Filtration, Phosphorous and Nitrogen Removal | 10000 - 50000 p.e., No saline intrusion, Tertiary Treatment - Filtration, No Nutrient Removal | 10000 - 50000 p.e., No saline intrusion, Tertiary Treatment - Disinfection, Phosphorus Removal Only - Biological/Chemical/Wetland | 10000 - 50000 p.e., No saline intrusion, Tertiary Treatment - Disinfection, Nitrogen Removal Only | 10000 - 50000 p.e., No saline intrusion, Tertiary Treatment - Disinfection, Phosphorous and Nitrogen Removal | 10000 - 50000 p.e., No saline intrusion, Tertiary Treatment - Disinfection, No Nutrient Removal | 10000 - 50000 p.e., Yes saline intrusion, No Treatment, Phosphorus Removal Only - Biological/Chemical/Wetland | 10000 - 50000 p.e., Yes saline intrusion, No Treatment, Nitrogen Removal Only | 10000 - 50000 p.e., Yes saline intrusion, No Treatment, Phosphorous and Nitrogen Removal | 10000 - 50000 p.e., Yes saline intrusion, No Treatment, No Nutrient Removal | 10000 - 50000 p.e., Yes saline intrusion, Primary Treatment Only, Phosphorus Removal Only - Biological/Chemical/Wetland | 10000 - 50000 p.e., Yes saline intrusion, Primary Treatment Only, Nitrogen Removal Only | 10000 - 50000 p.e., Yes saline intrusion, Primary Treatment Only, Phosphorous and Nitrogen Removal | 10000 - 50000 p.e., Yes saline intrusion, Primary Treatment Only, No Nutrient Removal | 10000 - 50000 p.e., Yes saline intrusion, Secondary Treatment - Activated Sludge, Phosphorus Removal Only - Biological/Chemical/Wetland | 10000 - 50000 p.e., Yes saline intrusion, Secondary Treatment - Activated Sludge, Nitrogen Removal Only | 10000 - 50000 p.e., Yes saline intrusion, Secondary Treatment - Activated Sludge, Phosphorous and Nitrogen Removal | 10000 - 50000 p.e., Yes saline intrusion, Secondary Treatment - Activated Sludge, No Nutrient Removal | 10000 - 50000 p.e., Yes saline intrusion, Secondary Treatment - Other, Phosphorus Removal Only - Biological/Chemical/Wetland | 10000 - 50000 p.e., Yes saline intrusion, Secondary Treatment - Other, Nitrogen Removal Only | 10000 - 50000 p.e., Yes saline intrusion, Secondary Treatment - Other, Phosphorous and Nitrogen Removal | 10000 - 50000 p.e., Yes saline intrusion, Secondary Treatment - Other, No Nutrient Removal | 10000 - 50000 p.e., Yes saline intrusion, Tertiary Treatment - Filtration, Phosphorus Removal Only - Biological/Chemical/Wetland | 10000 - 50000 p.e., Yes saline intrusion, Tertiary Treatment - Filtration, Nitrogen Removal Only | 10000 - 50000 p.e., Yes saline intrusion, Tertiary Treatment - Filtration, Phosphorous and Nitrogen Removal | 10000 - 50000 p.e., Yes saline intrusion, Tertiary Treatment - Filtration, No Nutrient Removal | 10000 - 50000 p.e., Yes saline intrusion, Tertiary Treatment - Disinfection, Phosphorus Removal Only - Biological/Chemical/Wetland | 10000 - 50000 p.e., Yes saline intrusion, Tertiary Treatment - Disinfection, Nitrogen Removal Only | 10000 - 50000 p.e., Yes saline intrusion, Tertiary Treatment - Disinfection, Phosphorous and Nitrogen Removal | 10000 - 50000 p.e., Yes saline intrusion, Tertiary Treatment - Disinfection, No Nutrient Removal | >50000 p.e., Yes saline intrusion, No Treatment, Phosphorus Removal Only - Biological/Chemical/Wetland | >50000 p.e., Yes saline intrusion, No Treatment, Nitrogen Removal Only | >50000 p.e., Yes saline intrusion, No Treatment, Phosphorous and Nitrogen Removal | >50000 p.e., Yes saline intrusion, No Treatment, No Nutrient Removal | >50000 p.e., Yes saline intrusion, Primary Treatment Only, Phosphorus Removal Only - Biological/Chemical/Wetland | >50000 p.e., Yes saline intrusion, Primary Treatment Only, Nitrogen Removal Only | >50000 p.e., Yes saline intrusion, Primary Treatment Only, Phosphorous and Nitrogen Removal | >50000 p.e., Yes saline intrusion, Primary Treatment Only, No Nutrient Removal | >50000 p.e., Yes saline intrusion, Secondary Treatment - Activated Sludge, Phosphorus Removal Only - Biological/Chemical/Wetland | >50000 p.e., Yes saline intrusion, Secondary Treatment - Activated Sludge, Nitrogen Removal Only | >50000 p.e., Yes saline intrusion, Secondary Treatment - Activated Sludge, Phosphorous and Nitrogen Removal | >50000 p.e., Yes saline intrusion, Secondary Treatment - Activated Sludge, No Nutrient Removal | >50000 p.e., Yes saline intrusion, Secondary Treatment - Other, Phosphorus Removal Only - Biological/Chemical/Wetland | >50000 p.e., Yes saline intrusion, Secondary Treatment - Other, Nitrogen Removal Only | >50000 p.e., Yes saline intrusion, Secondary Treatment - Other, Phosphorous and Nitrogen Removal | >50000 p.e., Yes saline intrusion, Secondary Treatment - Other, No Nutrient Removal | >50000 p.e., Yes saline intrusion, Tertiary Treatment - Filtration, Phosphorus Removal Only - Biological/Chemical/Wetland | >50000 p.e., Yes saline intrusion, Tertiary Treatment - Filtration, Nitrogen Removal Only | >50000 p.e., Yes saline intrusion, Tertiary Treatment - Filtration, Phosphorous and Nitrogen Removal | >50000 p.e., Yes saline intrusion, Tertiary Treatment - Filtration, No Nutrient Removal | >50000 p.e., Yes saline intrusion, Tertiary Treatment - Disinfection, Phosphorus Removal Only - Biological/Chemical/Wetland | >50000 p.e., Yes saline intrusion, Tertiary Treatment - Disinfection, Nitrogen Removal Only | >50000 p.e., Yes saline intrusion, Tertiary Treatment - Disinfection, Phosphorous and Nitrogen Removal | >50000 p.e., Yes saline intrusion, Tertiary Treatment - Disinfection, No Nutrient Removal | >50000 p.e., No saline intrusion, No Treatment, Phosphorus Removal Only - Biological/Chemical/Wetland | >50000 p.e., No saline intrusion, No Treatment, Nitrogen Removal Only | >50000 p.e., No saline intrusion, No Treatment, Phosphorous and Nitrogen Removal | >50000 p.e., No saline intrusion, No Treatment, No Nutrient Removal | >50000 p.e., No saline intrusion, Primary Treatment Only, Phosphorus Removal Only - Biological/Chemical/Wetland | >50000 p.e., No saline intrusion, Primary Treatment Only, Nitrogen Removal Only | >50000 p.e., No saline intrusion, Primary Treatment Only, Phosphorous and Nitrogen Removal | >50000 p.e., No saline intrusion, Primary Treatment Only, No Nutrient Removal | >50000 p.e., No saline intrusion, Secondary Treatment - Activated Sludge, Phosphorus Removal Only - Biological/Chemical/Wetland | >50000 p.e., No saline intrusion, Secondary Treatment - Activated Sludge, Nitrogen Removal Only | >50000 p.e., No saline intrusion, Secondary Treatment - Activated Sludge, Phosphorous and Nitrogen Removal | >50000 p.e., No saline intrusion, Secondary Treatment - Activated Sludge, No Nutrient Removal | >50000 p.e., No saline intrusion, Secondary Treatment - Other, Phosphorus Removal Only - Biological/Chemical/Wetland | >50000 p.e., No saline intrusion, Secondary Treatment - Other, Nitrogen Removal Only | >50000 p.e., No saline intrusion, Secondary Treatment - Other, Phosphorous and Nitrogen Removal | >50000 p.e., No saline intrusion, Secondary Treatment - Other, No Nutrient Removal | >50000 p.e., No saline intrusion, Tertiary Treatment - Filtration, Phosphorus Removal Only - Biological/Chemical/Wetland | >50000 p.e., No saline intrusion, Tertiary Treatment - Filtration, Nitrogen Removal Only | >50000 p.e., No saline intrusion, Tertiary Treatment - Filtration, Phosphorous and Nitrogen Removal | >50000 p.e., No saline intrusion, Tertiary Treatment - Filtration, No Nutrient Removal | >50000 p.e., No saline intrusion, Tertiary Treatment - Disinfection, Phosphorus Removal Only - Biological/Chemical/Wetland | >50000 p.e., No saline intrusion, Tertiary Treatment - Disinfection, Nitrogen Removal Only | >50000 p.e., No saline intrusion, Tertiary Treatment - Disinfection, Phosphorous and Nitrogen Removal | >50000 p.e., No saline intrusion, Tertiary Treatment - Disinfection, No Nutrient Removal | Inland | Coastal | Units | Parameter
| 12 | Total nitrogen (as N) | mg/l | 34.3222 | 34.3222 | 34.3222 | 34.3222 | 34.3222 | 34.3222 | 34.3222 | 34.3222 | 14.455 | 14.28 | 14.28 | 14.6944 | 14.455 | 14.28 | 14.28 | 14.6944 | 14.455 | 14.28 | 14.28 | 14.6944 | 14.455 | 14.28 | 14.28 | 14.6944 | 34.3222 | 34.3222 | 34.3222 | 34.3222 | 34.3222 | 34.3222 | 34.3222 | 34.3222 | 14.455 | 14.28 | 14.28 | 14.6944 | 14.455 | 14.28 | 14.28 | 14.6944 | 14.455 | 14.28 | 14.28 | 14.6944 | 14.455 | 14.28 | 14.28 | 14.6944 | 44.8717 | 44.8717 | 44.8717 | 44.8717 | 44.8717 | 44.8717 | 44.8717 | 44.8717 | 14.455 | 14.28 | 14.28 | 14.6944 | 14.455 | 14.28 | 14.28 | 14.6944 | 14.455 | 14.28 | 14.28 | 14.6944 | 14.455 | 14.28 | 14.28 | 14.6944 | 44.8717 | 44.8717 | 44.8717 | 44.8717 | 44.8717 | 44.8717 | 44.8717 | 44.8717 | 14.455 | 14.28 | 14.28 | 14.6944 | 14.455 | 14.28 | 14.28 | 14.6944 | 14.455 | 14.28 | 14.28 | 14.6944 | 14.455 | 14.28 | 14.28 | 14.6944 | 29.9 | 29.9 | 29.9 | 29.9 | 29.9 | 29.9 | 29.9 | 29.9 | 14.455 | 14.28 | 14.28 | 14.6944 | 14.455 | 14.28 | 14.28 | 14.6944 | 14.455 | 14.28 | 14.28 | 14.6944 | 14.455 | 14.28 | 14.28 | 14.6944 | 29.9 | 29.9 | 29.9 | 29.9 | 29.9 | 29.9 | 29.9 | 29.9 | 14.455 | 14.28 | 14.28 | 14.6944 | 14.455 | 14.28 | 14.28 | 14.6944 | 14.455 | 14.28 | 14.28 | 14.6944 | 14.455 | 14.28 | 14.28 | 14.6944 | 23.48 | 23.48 | mg/l | Total nitrogen (as N)
| 13 | Total phosphorus (as P) | mg/l | 4.8011 | 4.8011 | 4.8011 | 4.8011 | 4.8011 | 4.8011 | 4.8011 | 4.8011 | 0.87783 | 0.97037 | 0.97037 | 2.2576 | 0.87783 | 0.97037 | 0.97037 | 2.2576 | 0.87783 | 0.97037 | 0.97037 | 2.2576 | 0.87783 | 0.97037 | 0.97037 | 2.2576 | 4.8011 | 4.8011 | 4.8011 | 4.8011 | 4.8011 | 4.8011 | 4.8011 | 4.8011 | 0.87783 | 0.97037 | 0.97037 | 2.2576 | 0.87783 | 0.97037 | 0.97037 | 2.2576 | 0.87783 | 0.97037 | 0.97037 | 2.2576 | 0.87783 | 0.97037 | 0.97037 | 2.2576 | 3.1003 | 3.1003 | 3.1003 | 3.1003 | 3.1003 | 3.1003 | 3.1003 | 3.1003 | 0.87783 | 0.97037 | 0.97037 | 2.2576 | 0.87783 | 0.97037 | 0.97037 | 2.2576 | 0.87783 | 0.97037 | 0.97037 | 2.2576 | 0.87783 | 0.97037 | 0.97037 | 2.2576 | 3.1003 | 3.1003 | 3.1003 | 3.1003 | 3.1003 | 3.1003 | 3.1003 | 3.1003 | 0.87783 | 0.97037 | 0.97037 | 2.2576 | 0.87783 | 0.97037 | 0.97037 | 2.2576 | 0.87783 | 0.97037 | 0.97037 | 2.2576 | 0.87783 | 0.97037 | 0.97037 | 2.2576 | 4.1133 | 4.1133 | 4.1133 | 4.1133 | 4.1133 | 4.1133 | 4.1133 | 4.1133 | 0.87783 | 0.97037 | 0.97037 | 2.2576 | 0.87783 | 0.97037 | 0.97037 | 2.2576 | 0.87783 | 0.97037 | 0.97037 | 2.2576 | 0.87783 | 0.97037 | 0.97037 | 2.2576 | 4.1133 | 4.1133 | 4.1133 | 4.1133 | 4.1133 | 4.1133 | 4.1133 | 4.1133 | 0.87783 | 0.97037 | 0.97037 | 2.2576 | 0.87783 | 0.97037 | 0.97037 | 2.2576 | 0.87783 | 0.97037 | 0.97037 | 2.2576 | 0.87783 | 0.97037 | 0.97037 | 2.2576 | 4.295 | 4.295 | mg/l | Total phosphorus (as P)
| 76 | Total organic carbon | mg/l | 54.5967 | 54.5967 | 54.5967 | 54.5967 | 54.5967 | 54.5967 | 54.5967 | 54.5967 | 9.2198 | 9.2198 | 9.2198 | 9.2198 | 9.2198 | 9.2198 | 9.2198 | 9.2198 | 9.2198 | 9.2198 | 9.2198 | 9.2198 | 9.2198 | 9.2198 | 9.2198 | 9.2198 | 54.5967 | 54.5967 | 54.5967 | 54.5967 | 54.5967 | 54.5967 | 54.5967 | 54.5967 | 9.2198 | 9.2198 | 9.2198 | 9.2198 | 9.2198 | 9.2198 | 9.2198 | 9.2198 | 9.2198 | 9.2198 | 9.2198 | 9.2198 | 9.2198 | 9.2198 | 9.2198 | 9.2198 | 40.565 | 40.565 | 40.565 | 40.565 | 40.565 | 40.565 | 40.565 | 40.565 | 9.2198 | 9.2198 | 9.2198 | 9.2198 | 9.2198 | 9.2198 | 9.2198 | 9.2198 | 9.2198 | 9.2198 | 9.2198 | 9.2198 | 9.2198 | 9.2198 | 9.2198 | 9.2198 | 40.565 | 40.565 | 40.565 | 40.565 | 40.565 | 40.565 | 40.565 | 40.565 | 9.2198 | 9.2198 | 9.2198 | 9.2198 | 9.2198 | 9.2198 | 9.2198 | 9.2198 | 9.2198 | 9.2198 | 9.2198 | 9.2198 | 9.2198 | 9.2198 | 9.2198 | 9.2198 | 42.9667 | 42.9667 | 42.9667 | 42.9667 | 42.9667 | 42.9667 | 42.9667 | 42.9667 | 9.2198 | 9.2198 | 9.2198 | 9.2198 | 9.2198 | 9.2198 | 9.2198 | 9.2198 | 9.2198 | 9.2198 | 9.2198 | 9.2198 | 9.2198 | 9.2198 | 9.2198 | 9.2198 | 42.9667 | 42.9667 | 42.9667 | 42.9667 | 42.9667 | 42.9667 | 42.9667 | 42.9667 | 9.2198 | 9.2198 | 9.2198 | 9.2198 | 9.2198 | 9.2198 | 9.2198 | 9.2198 | 9.2198 | 9.2198 | 9.2198 | 9.2198 | 9.2198 | 9.2198 | 9.2198 | 9.2198 | 13.102 | 13.102 | mg/l | Total organic carbon
| 79 | Chlorides (as total Cl) | mg/l | 919.9167 | 919.9167 | 919.9167 | 919.9167 | 919.9167 | 919.9167 | 919.9167 | 919.9167 | 878 | 878 | 878 | 878 | 878 | 878 | 878 | 878 | 878 | 878 | 878 | 878 | 878 | 878 | 878 | 878 | 75.8278 | 75.8278 | 75.8278 | 75.8278 | 75.8278 | 75.8278 | 75.8278 | 75.8278 | 54.12 | 54.12 | 54.12 | 54.12 | 54.12 | 54.12 | 54.12 | 54.12 | 54.12 | 54.12 | 54.12 | 54.12 | 54.12 | 54.12 | 54.12 | 54.12 | 94.8567 | 94.8567 | 94.8567 | 94.8567 | 94.8567 | 94.8567 | 94.8567 | 94.8567 | 84.8855 | 84.8855 | 84.8855 | 84.8855 | 84.8855 | 84.8855 | 84.8855 | 84.8855 | 84.8855 | 84.8855 | 84.8855 | 84.8855 | 84.8855 | 84.8855 | 84.8855 | 84.8855 | 919.9167 | 919.9167 | 919.9167 | 919.9167 | 919.9167 | 919.9167 | 919.9167 | 919.9167 | 878 | 878 | 878 | 878 | 878 | 878 | 878 | 878 | 878 | 878 | 878 | 878 | 878 | 878 | 878 | 878 | 919.9167 | 919.9167 | 919.9167 | 919.9167 | 919.9167 | 919.9167 | 919.9167 | 919.9167 | 878 | 878 | 878 | 878 | 878 | 878 | 878 | 878 | 878 | 878 | 878 | 878 | 878 | 878 | 878 | 878 | 94.8567 | 94.8567 | 94.8567 | 94.8567 | 94.8567 | 94.8567 | 94.8567 | 94.8567 | 84.8855 | 84.8855 | 84.8855 | 84.8855 | 84.8855 | 84.8855 | 84.8855 | 84.8855 | 84.8855 | 84.8855 | 84.8855 | 84.8855 | 84.8855 | 84.8855 | 84.8855 | 84.8855 | 64.8 | 1014.6667 | mg/l | Chlorides (as total Cl)
| 82 | Cyanides (as total CN) | mg/l | 0.002697 | 0.002697 | 0.002697 | 0.002697 | 0.002697 | 0.002697 | 0.002697 | 0.002697 | 0.0029318 | 0.0029318 | 0.0029318 | 0.0029318 | 0.0029318 | 0.0029318 | 0.0029318 | 0.0029318 | 0.0029318 | 0.0029318 | 0.0029318 | 0.0029318 | 0.0029318 | 0.0029318 | 0.0029318 | 0.0029318 | 0.002697 | 0.002697 | 0.002697 | 0.002697 | 0.002697 | 0.002697 | 0.002697 | 0.002697 | 0.0029318 | 0.0029318 | 0.0029318 | 0.0029318 | 0.0029318 | 0.0029318 | 0.0029318 | 0.0029318 | 0.0029318 | 0.0029318 | 0.0029318 | 0.0029318 | 0.0029318 | 0.0029318 | 0.0029318 | 0.0029318 | 0.002697 | 0.002697 | 0.002697 | 0.002697 | 0.002697 | 0.002697 | 0.002697 | 0.002697 | 0.0029318 | 0.0029318 | 0.0029318 | 0.0029318 | 0.0029318 | 0.0029318 | 0.0029318 | 0.0029318 | 0.0029318 | 0.0029318 | 0.0029318 | 0.0029318 | 0.0029318 | 0.0029318 | 0.0029318 | 0.0029318 | 0.002697 | 0.002697 | 0.002697 | 0.002697 | 0.002697 | 0.002697 | 0.002697 | 0.002697 | 0.0029318 | 0.0029318 | 0.0029318 | 0.0029318 | 0.0029318 | 0.0029318 | 0.0029318 | 0.0029318 | 0.0029318 | 0.0029318 | 0.0029318 | 0.0029318 | 0.0029318 | 0.0029318 | 0.0029318 | 0.0029318 | 0.002697 | 0.002697 | 0.002697 | 0.002697 | 0.002697 | 0.002697 | 0.002697 | 0.002697 | 0.0029318 | 0.0029318 | 0.0029318 | 0.0029318 | 0.0029318 | 0.0029318 | 0.0029318 | 0.0029318 | 0.0029318 | 0.0029318 | 0.0029318 | 0.0029318 | 0.0029318 | 0.0029318 | 0.0029318 | 0.0029318 | 0.002697 | 0.002697 | 0.002697 | 0.002697 | 0.002697 | 0.002697 | 0.002697 | 0.002697 | 0.0029318 | 0.0029318 | 0.0029318 | 0.0029318 | 0.0029318 | 0.0029318 | 0.0029318 | 0.0029318 | 0.0029318 | 0.0029318 | 0.0029318 | 0.0029318 | 0.0029318 | 0.0029318 | 0.0029318 | 0.0029318 | 0.0028 | 0.0028 | mg/l | Cyanides (as total CN)
| 83 | Fluorides (as total F) | mg/l | 0.3 | 0.3 | 0.3 | 0.3 | 0.3 | 0.3 | 0.3 | 0.3 | 0.235 | 0.235 | 0.235 | 0.235 | 0.235 | 0.235 | 0.235 | 0.235 | 0.235 | 0.235 | 0.235 | 0.235 | 0.235 | 0.235 | 0.235 | 0.235 | 0.3 | 0.3 | 0.3 | 0.3 | 0.3 | 0.3 | 0.3 | 0.3 | 0.235 | 0.235 | 0.235 | 0.235 | 0.235 | 0.235 | 0.235 | 0.235 | 0.235 | 0.235 | 0.235 | 0.235 | 0.235 | 0.235 | 0.235 | 0.235 | 0.3 | 0.3 | 0.3 | 0.3 | 0.3 | 0.3 | 0.3 | 0.3 | 0.24188 | 0.24188 | 0.24188 | 0.24188 | 0.24188 | 0.24188 | 0.24188 | 0.24188 | 0.24188 | 0.24188 | 0.24188 | 0.24188 | 0.24188 | 0.24188 | 0.24188 | 0.24188 | 0.3 | 0.3 | 0.3 | 0.3 | 0.3 | 0.3 | 0.3 | 0.3 | 0.24188 | 0.24188 | 0.24188 | 0.24188 | 0.24188 | 0.24188 | 0.24188 | 0.24188 | 0.24188 | 0.24188 | 0.24188 | 0.24188 | 0.24188 | 0.24188 | 0.24188 | 0.24188 | 0.5 | 0.5 | 0.5 | 0.5 | 0.5 | 0.5 | 0.5 | 0.5 | 0.55 | 0.55 | 0.55 | 0.55 | 0.55 | 0.55 | 0.55 | 0.55 | 0.55 | 0.55 | 0.55 | 0.55 | 0.55 | 0.55 | 0.55 | 0.55 | 0.5 | 0.5 | 0.5 | 0.5 | 0.5 | 0.5 | 0.5 | 0.5 | 0.55 | 0.55 | 0.55 | 0.55 | 0.55 | 0.55 | 0.55 | 0.55 | 0.55 | 0.55 | 0.55 | 0.55 | 0.55 | 0.55 | 0.55 | 0.55 | 0.22143 | 0.33 | mg/l | Fluorides (as total F)
| 17 | Arsenic and compounds (as As) | mg/l | 0.46757 | 0.46757 | 0.46757 | 0.46757 | 0.46757 | 0.46757 | 0.46757 | 0.46757 | 0.00056667 | 0.00056667 | 0.00056667 | 0.00056667 | 0.00056667 | 0.00056667 | 0.00056667 | 0.00056667 | 0.00056667 | 0.00056667 | 0.00056667 | 0.00056667 | 0.00056667 | 0.00056667 | 0.00056667 | 0.00056667 | 0.46757 | 0.46757 | 0.46757 | 0.46757 | 0.46757 | 0.46757 | 0.46757 | 0.46757 | 0.00056667 | 0.00056667 | 0.00056667 | 0.00056667 | 0.00056667 | 0.00056667 | 0.00056667 | 0.00056667 | 0.00056667 | 0.00056667 | 0.00056667 | 0.00056667 | 0.00056667 | 0.00056667 | 0.00056667 | 0.00056667 | 0.3883 | 0.3883 | 0.3883 | 0.3883 | 0.3883 | 0.3883 | 0.3883 | 0.3883 | 0.00035 | 0.00035 | 0.00035 | 0.00035 | 0.00035 | 0.00035 | 0.00035 | 0.00035 | 0.00035 | 0.00035 | 0.00035 | 0.00035 | 0.00035 | 0.00035 | 0.00035 | 0.00035 | 0.60316 | 0.60316 | 0.60316 | 0.60316 | 0.60316 | 0.60316 | 0.60316 | 0.60316 | 0.0022167 | 0.0022167 | 0.0022167 | 0.0022167 | 0.0022167 | 0.0022167 | 0.0022167 | 0.0022167 | 0.0022167 | 0.0022167 | 0.0022167 | 0.0022167 | 0.0022167 | 0.0022167 | 0.0022167 | 0.0022167 | 0.60316 | 0.60316 | 0.60316 | 0.60316 | 0.60316 | 0.60316 | 0.60316 | 0.60316 | 0.0022167 | 0.0022167 | 0.0022167 | 0.0022167 | 0.0022167 | 0.0022167 | 0.0022167 | 0.0022167 | 0.0022167 | 0.0022167 | 0.0022167 | 0.0022167 | 0.0022167 | 0.0022167 | 0.0022167 | 0.0022167 | 0.3883 | 0.3883 | 0.3883 | 0.3883 | 0.3883 | 0.3883 | 0.3883 | 0.3883 | 0.00035 | 0.00035 | 0.00035 | 0.00035 | 0.00035 | 0.00035 | 0.00035 | 0.00035 | 0.00035 | 0.00035 | 0.00035 | 0.00035 | 0.00035 | 0.00035 | 0.00035 | 0.00035 | 0.0011786 | 0.00135 | uS/cm | Arsenic and compounds (as As)
| 18 | Cadmium and compounds (as Cd) | mg/l | 9.6667e-05 | 9.6667e-05 | 9.6667e-05 | 9.6667e-05 | 9.6667e-05 | 9.6667e-05 | 9.6667e-05 | 9.6667e-05 | 0.00026667 | 0.00026667 | 0.00026667 | 0.00026667 | 0.00026667 | 0.00026667 | 0.00026667 | 0.00026667 | 0.00026667 | 0.00026667 | 0.00026667 | 0.00026667 | 0.00026667 | 0.00026667 | 0.00026667 | 0.00026667 | 9.6667e-05 | 9.6667e-05 | 9.6667e-05 | 9.6667e-05 | 9.6667e-05 | 9.6667e-05 | 9.6667e-05 | 9.6667e-05 | 0.00026667 | 0.00026667 | 0.00026667 | 0.00026667 | 0.00026667 | 0.00026667 | 0.00026667 | 0.00026667 | 0.00026667 | 0.00026667 | 0.00026667 | 0.00026667 | 0.00026667 | 0.00026667 | 0.00026667 | 0.00026667 | 7e-05 | 7e-05 | 7e-05 | 7e-05 | 7e-05 | 7e-05 | 7e-05 | 7e-05 | 5e-05 | 5e-05 | 5e-05 | 5e-05 | 5e-05 | 5e-05 | 5e-05 | 5e-05 | 5e-05 | 5e-05 | 5e-05 | 5e-05 | 5e-05 | 5e-05 | 5e-05 | 5e-05 | 7e-05 | 7e-05 | 7e-05 | 7e-05 | 7e-05 | 7e-05 | 7e-05 | 7e-05 | 5e-05 | 5e-05 | 5e-05 | 5e-05 | 5e-05 | 5e-05 | 5e-05 | 5e-05 | 5e-05 | 5e-05 | 5e-05 | 5e-05 | 5e-05 | 5e-05 | 5e-05 | 5e-05 | 9.5e-05 | 9.5e-05 | 9.5e-05 | 9.5e-05 | 9.5e-05 | 9.5e-05 | 9.5e-05 | 9.5e-05 | 5.1667e-05 | 5.1667e-05 | 5.1667e-05 | 5.1667e-05 | 5.1667e-05 | 5.1667e-05 | 5.1667e-05 | 5.1667e-05 | 5.1667e-05 | 5.1667e-05 | 5.1667e-05 | 5.1667e-05 | 5.1667e-05 | 5.1667e-05 | 5.1667e-05 | 5.1667e-05 | 9.5e-05 | 9.5e-05 | 9.5e-05 | 9.5e-05 | 9.5e-05 | 9.5e-05 | 9.5e-05 | 9.5e-05 | 5.1667e-05 | 5.1667e-05 | 5.1667e-05 | 5.1667e-05 | 5.1667e-05 | 5.1667e-05 | 5.1667e-05 | 5.1667e-05 | 5.1667e-05 | 5.1667e-05 | 5.1667e-05 | 5.1667e-05 | 5.1667e-05 | 5.1667e-05 | 5.1667e-05 | 5.1667e-05 | 0.000275 | 0.000275 | mg/l | Cadmium and compounds (as Cd)
| 19 | Chromium and compounds (as Cr) | mg/l | 0.00285 | 0.00285 | 0.00285 | 0.00285 | 0.00285 | 0.00285 | 0.00285 | 0.00285 | 0.0008 | 0.0008 | 0.0008 | 0.0008 | 0.0008 | 0.0008 | 0.0008 | 0.0008 | 0.0008 | 0.0008 | 0.0008 | 0.0008 | 0.0008 | 0.0008 | 0.0008 | 0.0008 | 0.00285 | 0.00285 | 0.00285 | 0.00285 | 0.00285 | 0.00285 | 0.00285 | 0.00285 | 0.0008 | 0.0008 | 0.0008 | 0.0008 | 0.0008 | 0.0008 | 0.0008 | 0.0008 | 0.0008 | 0.0008 | 0.0008 | 0.0008 | 0.0008 | 0.0008 | 0.0008 | 0.0008 | 0.0007375 | 0.0007375 | 0.0007375 | 0.0007375 | 0.0007375 | 0.0007375 | 0.0007375 | 0.0007375 | 0.00029167 | 0.00029167 | 0.00029167 | 0.00029167 | 0.00029167 | 0.00029167 | 0.00029167 | 0.00029167 | 0.00029167 | 0.00029167 | 0.00029167 | 0.00029167 | 0.00029167 | 0.00029167 | 0.00029167 | 0.00029167 | 0.0007375 | 0.0007375 | 0.0007375 | 0.0007375 | 0.0007375 | 0.0007375 | 0.0007375 | 0.0007375 | 0.00029167 | 0.00029167 | 0.00029167 | 0.00029167 | 0.00029167 | 0.00029167 | 0.00029167 | 0.00029167 | 0.00029167 | 0.00029167 | 0.00029167 | 0.00029167 | 0.00029167 | 0.00029167 | 0.00029167 | 0.00029167 | 0.0023125 | 0.0023125 | 0.0023125 | 0.0023125 | 0.0023125 | 0.0023125 | 0.0023125 | 0.0023125 | 0.00030833 | 0.00030833 | 0.00030833 | 0.00030833 | 0.00030833 | 0.00030833 | 0.00030833 | 0.00030833 | 0.00030833 | 0.00030833 | 0.00030833 | 0.00030833 | 0.00030833 | 0.00030833 | 0.00030833 | 0.00030833 | 0.0023125 | 0.0023125 | 0.0023125 | 0.0023125 | 0.0023125 | 0.0023125 | 0.0023125 | 0.0023125 | 0.00030833 | 0.00030833 | 0.00030833 | 0.00030833 | 0.00030833 | 0.00030833 | 0.00030833 | 0.00030833 | 0.00030833 | 0.00030833 | 0.00030833 | 0.00030833 | 0.00030833 | 0.00030833 | 0.00030833 | 0.00030833 | 0.0001 | 0.0001 |  | Chromium and compounds (as Cr)
| 20 | Copper and compounds (as Cu) | mg/l | 0.04555 | 0.04555 | 0.04555 | 0.04555 | 0.04555 | 0.04555 | 0.04555 | 0.04555 | 0.003 | 0.003 | 0.003 | 0.003 | 0.003 | 0.003 | 0.003 | 0.003 | 0.003 | 0.003 | 0.003 | 0.003 | 0.003 | 0.003 | 0.003 | 0.003 | 0.04555 | 0.04555 | 0.04555 | 0.04555 | 0.04555 | 0.04555 | 0.04555 | 0.04555 | 0.003 | 0.003 | 0.003 | 0.003 | 0.003 | 0.003 | 0.003 | 0.003 | 0.003 | 0.003 | 0.003 | 0.003 | 0.003 | 0.003 | 0.003 | 0.003 | 0.027862 | 0.027862 | 0.027862 | 0.027862 | 0.027862 | 0.027862 | 0.027862 | 0.027862 | 0.0030833 | 0.0030833 | 0.0030833 | 0.0030833 | 0.0030833 | 0.0030833 | 0.0030833 | 0.0030833 | 0.0030833 | 0.0030833 | 0.0030833 | 0.0030833 | 0.0030833 | 0.0030833 | 0.0030833 | 0.0030833 | 0.027862 | 0.027862 | 0.027862 | 0.027862 | 0.027862 | 0.027862 | 0.027862 | 0.027862 | 0.0030833 | 0.0030833 | 0.0030833 | 0.0030833 | 0.0030833 | 0.0030833 | 0.0030833 | 0.0030833 | 0.0030833 | 0.0030833 | 0.0030833 | 0.0030833 | 0.0030833 | 0.0030833 | 0.0030833 | 0.0030833 | 0.027225 | 0.027225 | 0.027225 | 0.027225 | 0.027225 | 0.027225 | 0.027225 | 0.027225 | 0.012217 | 0.012217 | 0.012217 | 0.012217 | 0.012217 | 0.012217 | 0.012217 | 0.012217 | 0.012217 | 0.012217 | 0.012217 | 0.012217 | 0.012217 | 0.012217 | 0.012217 | 0.012217 | 0.027225 | 0.027225 | 0.027225 | 0.027225 | 0.027225 | 0.027225 | 0.027225 | 0.027225 | 0.012217 | 0.012217 | 0.012217 | 0.012217 | 0.012217 | 0.012217 | 0.012217 | 0.012217 | 0.012217 | 0.012217 | 0.012217 | 0.012217 | 0.012217 | 0.012217 | 0.012217 | 0.012217 | 0.00565 | 0.00565 | mg/l | Copper and compounds (as Cu)
| 21 | Mercury and compounds (as Hg) | mg/l | 0.0001 | 0.0001 | 0.0001 | 0.0001 | 0.0001 | 0.0001 | 0.0001 | 0.0001 | 0 | 0 | 0 | 0 | 0 | 0 | 0 | 0 | 0 | 0 | 0 | 0 | 0 | 0 | 0 | 0 | 0.0001 | 0.0001 | 0.0001 | 0.0001 | 0.0001 | 0.0001 | 0.0001 | 0.0001 | 0 | 0 | 0 | 0 | 0 | 0 | 0 | 0 | 0 | 0 | 0 | 0 | 0 | 0 | 0 | 0 | 0.0001375 | 0.0001375 | 0.0001375 | 0.0001375 | 0.0001375 | 0.0001375 | 0.0001375 | 0.0001375 | 0 | 0 | 0 | 0 | 0 | 0 | 0 | 0 | 0 | 0 | 0 | 0 | 0 | 0 | 0 | 0 | 0.0001375 | 0.0001375 | 0.0001375 | 0.0001375 | 0.0001375 | 0.0001375 | 0.0001375 | 0.0001375 | 0 | 0 | 0 | 0 | 0 | 0 | 0 | 0 | 0 | 0 | 0 | 0 | 0 | 0 | 0 | 0 | 2.5e-05 | 2.5e-05 | 2.5e-05 | 2.5e-05 | 2.5e-05 | 2.5e-05 | 2.5e-05 | 2.5e-05 | 0 | 0 | 0 | 0 | 0 | 0 | 0 | 0 | 0 | 0 | 0 | 0 | 0 | 0 | 0 | 0 | 2.5e-05 | 2.5e-05 | 2.5e-05 | 2.5e-05 | 2.5e-05 | 2.5e-05 | 2.5e-05 | 2.5e-05 | 0 | 0 | 0 | 0 | 0 | 0 | 0 | 0 | 0 | 0 | 0 | 0 | 0 | 0 | 0 | 0 | 0.0001 | 0.0001 | mg/l | Mercury and compounds (as Hg)
| 22 | Nickel and compounds (as Ni) | mg/l | 0.0059167 | 0.0059167 | 0.0059167 | 0.0059167 | 0.0059167 | 0.0059167 | 0.0059167 | 0.0059167 | 0.0042576 | 0.0042576 | 0.0042576 | 0.0042576 | 0.0042576 | 0.0042576 | 0.0042576 | 0.0042576 | 0.0042576 | 0.0042576 | 0.0042576 | 0.0042576 | 0.0042576 | 0.0042576 | 0.0042576 | 0.0042576 | 0.0059167 | 0.0059167 | 0.0059167 | 0.0059167 | 0.0059167 | 0.0059167 | 0.0059167 | 0.0059167 | 0.0042576 | 0.0042576 | 0.0042576 | 0.0042576 | 0.0042576 | 0.0042576 | 0.0042576 | 0.0042576 | 0.0042576 | 0.0042576 | 0.0042576 | 0.0042576 | 0.0042576 | 0.0042576 | 0.0042576 | 0.0042576 | 0.007275 | 0.007275 | 0.007275 | 0.007275 | 0.007275 | 0.007275 | 0.007275 | 0.007275 | 0.0042576 | 0.0042576 | 0.0042576 | 0.0042576 | 0.0042576 | 0.0042576 | 0.0042576 | 0.0042576 | 0.0042576 | 0.0042576 | 0.0042576 | 0.0042576 | 0.0042576 | 0.0042576 | 0.0042576 | 0.0042576 | 0.007275 | 0.007275 | 0.007275 | 0.007275 | 0.007275 | 0.007275 | 0.007275 | 0.007275 | 0.0042576 | 0.0042576 | 0.0042576 | 0.0042576 | 0.0042576 | 0.0042576 | 0.0042576 | 0.0042576 | 0.0042576 | 0.0042576 | 0.0042576 | 0.0042576 | 0.0042576 | 0.0042576 | 0.0042576 | 0.0042576 | 0.017337 | 0.017337 | 0.017337 | 0.017337 | 0.017337 | 0.017337 | 0.017337 | 0.017337 | 0.0042576 | 0.0042576 | 0.0042576 | 0.0042576 | 0.0042576 | 0.0042576 | 0.0042576 | 0.0042576 | 0.0042576 | 0.0042576 | 0.0042576 | 0.0042576 | 0.0042576 | 0.0042576 | 0.0042576 | 0.0042576 | 0.017337 | 0.017337 | 0.017337 | 0.017337 | 0.017337 | 0.017337 | 0.017337 | 0.017337 | 0.0042576 | 0.0042576 | 0.0042576 | 0.0042576 | 0.0042576 | 0.0042576 | 0.0042576 | 0.0042576 | 0.0042576 | 0.0042576 | 0.0042576 | 0.0042576 | 0.0042576 | 0.0042576 | 0.0042576 | 0.0042576 | 0.0036 | 0.0036 | mg/l | Nickel and compounds (as Ni)
| 23 | Lead and compounds (as Pb) | mg/l | 0.00845 | 0.00845 | 0.00845 | 0.00845 | 0.00845 | 0.00845 | 0.00845 | 0.00845 | 0.0030394 | 0.0030394 | 0.0030394 | 0.0030394 | 0.0030394 | 0.0030394 | 0.0030394 | 0.0030394 | 0.0030394 | 0.0030394 | 0.0030394 | 0.0030394 | 0.0030394 | 0.0030394 | 0.0030394 | 0.0030394 | 0.00845 | 0.00845 | 0.00845 | 0.00845 | 0.00845 | 0.00845 | 0.00845 | 0.00845 | 0.0030394 | 0.0030394 | 0.0030394 | 0.0030394 | 0.0030394 | 0.0030394 | 0.0030394 | 0.0030394 | 0.0030394 | 0.0030394 | 0.0030394 | 0.0030394 | 0.0030394 | 0.0030394 | 0.0030394 | 0.0030394 | 0.0054875 | 0.0054875 | 0.0054875 | 0.0054875 | 0.0054875 | 0.0054875 | 0.0054875 | 0.0054875 | 0.0030394 | 0.0030394 | 0.0030394 | 0.0030394 | 0.0030394 | 0.0030394 | 0.0030394 | 0.0030394 | 0.0030394 | 0.0030394 | 0.0030394 | 0.0030394 | 0.0030394 | 0.0030394 | 0.0030394 | 0.0030394 | 0.0054875 | 0.0054875 | 0.0054875 | 0.0054875 | 0.0054875 | 0.0054875 | 0.0054875 | 0.0054875 | 0.0030394 | 0.0030394 | 0.0030394 | 0.0030394 | 0.0030394 | 0.0030394 | 0.0030394 | 0.0030394 | 0.0030394 | 0.0030394 | 0.0030394 | 0.0030394 | 0.0030394 | 0.0030394 | 0.0030394 | 0.0030394 | 0.019287 | 0.019287 | 0.019287 | 0.019287 | 0.019287 | 0.019287 | 0.019287 | 0.019287 | 0.0030394 | 0.0030394 | 0.0030394 | 0.0030394 | 0.0030394 | 0.0030394 | 0.0030394 | 0.0030394 | 0.0030394 | 0.0030394 | 0.0030394 | 0.0030394 | 0.0030394 | 0.0030394 | 0.0030394 | 0.0030394 | 0.019287 | 0.019287 | 0.019287 | 0.019287 | 0.019287 | 0.019287 | 0.019287 | 0.019287 | 0.0030394 | 0.0030394 | 0.0030394 | 0.0030394 | 0.0030394 | 0.0030394 | 0.0030394 | 0.0030394 | 0.0030394 | 0.0030394 | 0.0030394 | 0.0030394 | 0.0030394 | 0.0030394 | 0.0030394 | 0.0030394 | 0.0108 | 0.0108 | mg/l | Lead and compounds (as Pb)
| 24 | Zinc and compounds (as Zn) | mg/l | 0.14697 | 0.14697 | 0.14697 | 0.14697 | 0.14697 | 0.14697 | 0.14697 | 0.14697 | 0.049364 | 0.049364 | 0.049364 | 0.049364 | 0.049364 | 0.049364 | 0.049364 | 0.049364 | 0.049364 | 0.049364 | 0.049364 | 0.049364 | 0.049364 | 0.049364 | 0.049364 | 0.049364 | 0.14697 | 0.14697 | 0.14697 | 0.14697 | 0.14697 | 0.14697 | 0.14697 | 0.14697 | 0.049364 | 0.049364 | 0.049364 | 0.049364 | 0.049364 | 0.049364 | 0.049364 | 0.049364 | 0.049364 | 0.049364 | 0.049364 | 0.049364 | 0.049364 | 0.049364 | 0.049364 | 0.049364 | 0.051713 | 0.051713 | 0.051713 | 0.051713 | 0.051713 | 0.051713 | 0.051713 | 0.051713 | 0.049364 | 0.049364 | 0.049364 | 0.049364 | 0.049364 | 0.049364 | 0.049364 | 0.049364 | 0.049364 | 0.049364 | 0.049364 | 0.049364 | 0.049364 | 0.049364 | 0.049364 | 0.049364 | 0.051713 | 0.051713 | 0.051713 | 0.051713 | 0.051713 | 0.051713 | 0.051713 | 0.051713 | 0.049364 | 0.049364 | 0.049364 | 0.049364 | 0.049364 | 0.049364 | 0.049364 | 0.049364 | 0.049364 | 0.049364 | 0.049364 | 0.049364 | 0.049364 | 0.049364 | 0.049364 | 0.049364 | 0.088538 | 0.088538 | 0.088538 | 0.088538 | 0.088538 | 0.088538 | 0.088538 | 0.088538 | 0.049364 | 0.049364 | 0.049364 | 0.049364 | 0.049364 | 0.049364 | 0.049364 | 0.049364 | 0.049364 | 0.049364 | 0.049364 | 0.049364 | 0.049364 | 0.049364 | 0.049364 | 0.049364 | 0.088538 | 0.088538 | 0.088538 | 0.088538 | 0.088538 | 0.088538 | 0.088538 | 0.088538 | 0.049364 | 0.049364 | 0.049364 | 0.049364 | 0.049364 | 0.049364 | 0.049364 | 0.049364 | 0.049364 | 0.049364 | 0.049364 | 0.049364 | 0.049364 | 0.049364 | 0.049364 | 0.049364 | 0.1219 | 0.1219 | mg/l | Zinc and compounds (as Zn)
| 31 | Chloroalkanes (C10-C13) | mg/l | 0.00021003 | 0.00021003 | 0.00021003 | 0.00021003 | 0.00021003 | 0.00021003 | 0.00021003 | 0.00021003 | 0.00021003 | 0.00021003 | 0.00021003 | 0.00021003 | 0.00021003 | 0.00021003 | 0.00021003 | 0.00021003 | 0.00021003 | 0.00021003 | 0.00021003 | 0.00021003 | 0.00021003 | 0.00021003 | 0.00021003 | 0.00021003 | 0.00021003 | 0.00021003 | 0.00021003 | 0.00021003 | 0.00021003 | 0.00021003 | 0.00021003 | 0.00021003 | 0.00021003 | 0.00021003 | 0.00021003 | 0.00021003 | 0.00021003 | 0.00021003 | 0.00021003 | 0.00021003 | 0.00021003 | 0.00021003 | 0.00021003 | 0.00021003 | 0.00021003 | 0.00021003 | 0.00021003 | 0.00021003 | 0.00021003 | 0.00021003 | 0.00021003 | 0.00021003 | 0.00021003 | 0.00021003 | 0.00021003 | 0.00021003 | 0.00021003 | 0.00021003 | 0.00021003 | 0.00021003 | 0.00021003 | 0.00021003 | 0.00021003 | 0.00021003 | 0.00021003 | 0.00021003 | 0.00021003 | 0.00021003 | 0.00021003 | 0.00021003 | 0.00021003 | 0.00021003 | 0.00021003 | 0.00021003 | 0.00021003 | 0.00021003 | 0.00021003 | 0.00021003 | 0.00021003 | 0.00021003 | 0.00021003 | 0.00021003 | 0.00021003 | 0.00021003 | 0.00021003 | 0.00021003 | 0.00021003 | 0.00021003 | 0.00021003 | 0.00021003 | 0.00021003 | 0.00021003 | 0.00021003 | 0.00021003 | 0.00021003 | 0.00021003 | 0.00021003 | 0.00021003 | 0.00021003 | 0.00021003 | 0.00021003 | 0.00021003 | 0.00021003 | 0.00021003 | 0.00021003 | 0.00021003 | 0.00021003 | 0.00021003 | 0.00021003 | 0.00021003 | 0.00021003 | 0.00021003 | 0.00021003 | 0.00021003 | 0.00021003 | 0.00021003 | 0.00021003 | 0.00021003 | 0.00021003 | 0.00021003 | 0.00021003 | 0.00021003 | 0.00021003 | 0.00021003 | 0.00021003 | 0.00021003 | 0.00021003 | 0.00021003 | 0.00021003 | 0.00021003 | 0.00021003 | 0.00021003 | 0.00021003 | 0.00021003 | 0.00021003 | 0.00021003 | 0.00021003 | 0.00021003 | 0.00021003 | 0.00021003 | 0.00021003 | 0.00021003 | 0.00021003 | 0.00021003 | 0.00021003 | 0.00021003 | mg/l | Chloroalkanes (C10-C13)
| 25 | Alachlor | mg/l | 0 | 0 | 0 | 0 | 0 | 0 | 0 | 0 | 0 | 0 | 0 | 0 | 0 | 0 | 0 | 0 | 0 | 0 | 0 | 0 | 0 | 0 | 0 | 0 | 0 | 0 | 0 | 0 | 0 | 0 | 0 | 0 | 0 | 0 | 0 | 0 | 0 | 0 | 0 | 0 | 0 | 0 | 0 | 0 | 0 | 0 | 0 | 0 | 0 | 0 | 0 | 0 | 0 | 0 | 0 | 0 | 0 | 0 | 0 | 0 | 0 | 0 | 0 | 0 | 0 | 0 | 0 | 0 | 0 | 0 | 0 | 0 | 0 | 0 | 0 | 0 | 0 | 0 | 0 | 0 | 0 | 0 | 0 | 0 | 0 | 0 | 0 | 0 | 0 | 0 | 0 | 0 | 0 | 0 | 0 | 0 | 0 | 0 | 0 | 0 | 0 | 0 | 0 | 0 | 0 | 0 | 0 | 0 | 0 | 0 | 0 | 0 | 0 | 0 | 0 | 0 | 0 | 0 | 0 | 0 | 0 | 0 | 0 | 0 | 0 | 0 | 0 | 0 | 0 | 0 | 0 | 0 | 0 | 0 | 0 | 0 | 0 | 0 | 0 | 0 | 0 | 0 | 0 | 0 | 0 | 0 | mg/l | Alachlor
| 26 | Aldrin | mg/l | 0 | 0 | 0 | 0 | 0 | 0 | 0 | 0 | 0 | 0 | 0 | 0 | 0 | 0 | 0 | 0 | 0 | 0 | 0 | 0 | 0 | 0 | 0 | 0 | 0 | 0 | 0 | 0 | 0 | 0 | 0 | 0 | 0 | 0 | 0 | 0 | 0 | 0 | 0 | 0 | 0 | 0 | 0 | 0 | 0 | 0 | 0 | 0 | 0 | 0 | 0 | 0 | 0 | 0 | 0 | 0 | 0 | 0 | 0 | 0 | 0 | 0 | 0 | 0 | 0 | 0 | 0 | 0 | 0 | 0 | 0 | 0 | 0 | 0 | 0 | 0 | 0 | 0 | 0 | 0 | 0 | 0 | 0 | 0 | 0 | 0 | 0 | 0 | 0 | 0 | 0 | 0 | 0 | 0 | 0 | 0 | 0 | 0 | 0 | 0 | 0 | 0 | 0 | 0 | 0 | 0 | 0 | 0 | 0 | 0 | 0 | 0 | 0 | 0 | 0 | 0 | 0 | 0 | 0 | 0 | 0 | 0 | 0 | 0 | 0 | 0 | 0 | 0 | 0 | 0 | 0 | 0 | 0 | 0 | 0 | 0 | 0 | 0 | 0 | 0 | 0 | 0 | 0 | 0 | 0 | 0 | mg/l | Aldrin
| 36 | Dieldrin | mg/l | 2e-06 | 2e-06 | 2e-06 | 2e-06 | 2e-06 | 2e-06 | 2e-06 | 2e-06 | 0 | 0 | 0 | 0 | 0 | 0 | 0 | 0 | 0 | 0 | 0 | 0 | 0 | 0 | 0 | 0 | 2e-06 | 2e-06 | 2e-06 | 2e-06 | 2e-06 | 2e-06 | 2e-06 | 2e-06 | 0 | 0 | 0 | 0 | 0 | 0 | 0 | 0 | 0 | 0 | 0 | 0 | 0 | 0 | 0 | 0 | 2e-06 | 2e-06 | 2e-06 | 2e-06 | 2e-06 | 2e-06 | 2e-06 | 2e-06 | 0 | 0 | 0 | 0 | 0 | 0 | 0 | 0 | 0 | 0 | 0 | 0 | 0 | 0 | 0 | 0 | 2e-06 | 2e-06 | 2e-06 | 2e-06 | 2e-06 | 2e-06 | 2e-06 | 2e-06 | 0 | 0 | 0 | 0 | 0 | 0 | 0 | 0 | 0 | 0 | 0 | 0 | 0 | 0 | 0 | 0 | 2e-06 | 2e-06 | 2e-06 | 2e-06 | 2e-06 | 2e-06 | 2e-06 | 2e-06 | 0 | 0 | 0 | 0 | 0 | 0 | 0 | 0 | 0 | 0 | 0 | 0 | 0 | 0 | 0 | 0 | 2e-06 | 2e-06 | 2e-06 | 2e-06 | 2e-06 | 2e-06 | 2e-06 | 2e-06 | 0 | 0 | 0 | 0 | 0 | 0 | 0 | 0 | 0 | 0 | 0 | 0 | 0 | 0 | 0 | 0 | 0 | 0 | mg/l | Dieldrin
| 39 | Endrin | mg/l | 0 | 0 | 0 | 0 | 0 | 0 | 0 | 0 | 0 | 0 | 0 | 0 | 0 | 0 | 0 | 0 | 0 | 0 | 0 | 0 | 0 | 0 | 0 | 0 | 0 | 0 | 0 | 0 | 0 | 0 | 0 | 0 | 0 | 0 | 0 | 0 | 0 | 0 | 0 | 0 | 0 | 0 | 0 | 0 | 0 | 0 | 0 | 0 | 0 | 0 | 0 | 0 | 0 | 0 | 0 | 0 | 0 | 0 | 0 | 0 | 0 | 0 | 0 | 0 | 0 | 0 | 0 | 0 | 0 | 0 | 0 | 0 | 0 | 0 | 0 | 0 | 0 | 0 | 0 | 0 | 0 | 0 | 0 | 0 | 0 | 0 | 0 | 0 | 0 | 0 | 0 | 0 | 0 | 0 | 0 | 0 | 0 | 0 | 0 | 0 | 0 | 0 | 0 | 0 | 0 | 0 | 0 | 0 | 0 | 0 | 0 | 0 | 0 | 0 | 0 | 0 | 0 | 0 | 0 | 0 | 0 | 0 | 0 | 0 | 0 | 0 | 0 | 0 | 0 | 0 | 0 | 0 | 0 | 0 | 0 | 0 | 0 | 0 | 0 | 0 | 0 | 0 | 0 | 0 | 0 | 0 | mg/l | Endrin
| 41 | Heptachlor | mg/l | 0 | 0 | 0 | 0 | 0 | 0 | 0 | 0 | 0 | 0 | 0 | 0 | 0 | 0 | 0 | 0 | 0 | 0 | 0 | 0 | 0 | 0 | 0 | 0 | 0 | 0 | 0 | 0 | 0 | 0 | 0 | 0 | 0 | 0 | 0 | 0 | 0 | 0 | 0 | 0 | 0 | 0 | 0 | 0 | 0 | 0 | 0 | 0 | 0 | 0 | 0 | 0 | 0 | 0 | 0 | 0 | 0 | 0 | 0 | 0 | 0 | 0 | 0 | 0 | 0 | 0 | 0 | 0 | 0 | 0 | 0 | 0 | 0 | 0 | 0 | 0 | 0 | 0 | 0 | 0 | 0 | 0 | 0 | 0 | 0 | 0 | 0 | 0 | 0 | 0 | 0 | 0 | 0 | 0 | 0 | 0 | 0 | 0 | 0 | 0 | 0 | 0 | 0 | 0 | 0 | 0 | 0 | 0 | 0 | 0 | 0 | 0 | 0 | 0 | 0 | 0 | 0 | 0 | 0 | 0 | 0 | 0 | 0 | 0 | 0 | 0 | 0 | 0 | 0 | 0 | 0 | 0 | 0 | 0 | 0 | 0 | 0 | 0 | 0 | 0 | 0 | 0 | 0 | 0 | 0 | 0 | mg/l | Heptachlor
| 28 | Chlordane | mg/l | 0 | 0 | 0 | 0 | 0 | 0 | 0 | 0 | 0 | 0 | 0 | 0 | 0 | 0 | 0 | 0 | 0 | 0 | 0 | 0 | 0 | 0 | 0 | 0 | 0 | 0 | 0 | 0 | 0 | 0 | 0 | 0 | 0 | 0 | 0 | 0 | 0 | 0 | 0 | 0 | 0 | 0 | 0 | 0 | 0 | 0 | 0 | 0 | 0 | 0 | 0 | 0 | 0 | 0 | 0 | 0 | 0 | 0 | 0 | 0 | 0 | 0 | 0 | 0 | 0 | 0 | 0 | 0 | 0 | 0 | 0 | 0 | 0 | 0 | 0 | 0 | 0 | 0 | 0 | 0 | 0 | 0 | 0 | 0 | 0 | 0 | 0 | 0 | 0 | 0 | 0 | 0 | 0 | 0 | 0 | 0 | 0 | 0 | 0 | 0 | 0 | 0 | 0 | 0 | 0 | 0 | 0 | 0 | 0 | 0 | 0 | 0 | 0 | 0 | 0 | 0 | 0 | 0 | 0 | 0 | 0 | 0 | 0 | 0 | 0 | 0 | 0 | 0 | 0 | 0 | 0 | 0 | 0 | 0 | 0 | 0 | 0 | 0 | 0 | 0 | 0 | 0 | 0 | 0 | 0 | 0 | mg/l | Chlordane
| 29 | Chlordecone | mg/l | 0 | 0 | 0 | 0 | 0 | 0 | 0 | 0 | 0 | 0 | 0 | 0 | 0 | 0 | 0 | 0 | 0 | 0 | 0 | 0 | 0 | 0 | 0 | 0 | 0 | 0 | 0 | 0 | 0 | 0 | 0 | 0 | 0 | 0 | 0 | 0 | 0 | 0 | 0 | 0 | 0 | 0 | 0 | 0 | 0 | 0 | 0 | 0 | 0 | 0 | 0 | 0 | 0 | 0 | 0 | 0 | 0 | 0 | 0 | 0 | 0 | 0 | 0 | 0 | 0 | 0 | 0 | 0 | 0 | 0 | 0 | 0 | 0 | 0 | 0 | 0 | 0 | 0 | 0 | 0 | 0 | 0 | 0 | 0 | 0 | 0 | 0 | 0 | 0 | 0 | 0 | 0 | 0 | 0 | 0 | 0 | 0 | 0 | 0 | 0 | 0 | 0 | 0 | 0 | 0 | 0 | 0 | 0 | 0 | 0 | 0 | 0 | 0 | 0 | 0 | 0 | 0 | 0 | 0 | 0 | 0 | 0 | 0 | 0 | 0 | 0 | 0 | 0 | 0 | 0 | 0 | 0 | 0 | 0 | 0 | 0 | 0 | 0 | 0 | 0 | 0 | 0 | 0 | 0 | 0 | 0 | mg/l | Chlordecone
| 46 | Mirex | mg/l | 0.016091 | 0.016091 | 0.016091 | 0.016091 | 0.016091 | 0.016091 | 0.016091 | 0.016091 | 0 | 0 | 0 | 0 | 0 | 0 | 0 | 0 | 0 | 0 | 0 | 0 | 0 | 0 | 0 | 0 | 0.016091 | 0.016091 | 0.016091 | 0.016091 | 0.016091 | 0.016091 | 0.016091 | 0.016091 | 0 | 0 | 0 | 0 | 0 | 0 | 0 | 0 | 0 | 0 | 0 | 0 | 0 | 0 | 0 | 0 | 0.016091 | 0.016091 | 0.016091 | 0.016091 | 0.016091 | 0.016091 | 0.016091 | 0.016091 | 0 | 0 | 0 | 0 | 0 | 0 | 0 | 0 | 0 | 0 | 0 | 0 | 0 | 0 | 0 | 0 | 0.016091 | 0.016091 | 0.016091 | 0.016091 | 0.016091 | 0.016091 | 0.016091 | 0.016091 | 0 | 0 | 0 | 0 | 0 | 0 | 0 | 0 | 0 | 0 | 0 | 0 | 0 | 0 | 0 | 0 | 0.016091 | 0.016091 | 0.016091 | 0.016091 | 0.016091 | 0.016091 | 0.016091 | 0.016091 | 0 | 0 | 0 | 0 | 0 | 0 | 0 | 0 | 0 | 0 | 0 | 0 | 0 | 0 | 0 | 0 | 0.016091 | 0.016091 | 0.016091 | 0.016091 | 0.016091 | 0.016091 | 0.016091 | 0.016091 | 0 | 0 | 0 | 0 | 0 | 0 | 0 | 0 | 0 | 0 | 0 | 0 | 0 | 0 | 0 | 0 | 0 | 0 | mg/l | Mirex
| 38 | Endosulphan | mg/l | 4.5455e-07 | 4.5455e-07 | 4.5455e-07 | 4.5455e-07 | 4.5455e-07 | 4.5455e-07 | 4.5455e-07 | 4.5455e-07 | 0 | 0 | 0 | 0 | 0 | 0 | 0 | 0 | 0 | 0 | 0 | 0 | 0 | 0 | 0 | 0 | 4.5455e-07 | 4.5455e-07 | 4.5455e-07 | 4.5455e-07 | 4.5455e-07 | 4.5455e-07 | 4.5455e-07 | 4.5455e-07 | 0 | 0 | 0 | 0 | 0 | 0 | 0 | 0 | 0 | 0 | 0 | 0 | 0 | 0 | 0 | 0 | 4.5455e-07 | 4.5455e-07 | 4.5455e-07 | 4.5455e-07 | 4.5455e-07 | 4.5455e-07 | 4.5455e-07 | 4.5455e-07 | 0 | 0 | 0 | 0 | 0 | 0 | 0 | 0 | 0 | 0 | 0 | 0 | 0 | 0 | 0 | 0 | 4.5455e-07 | 4.5455e-07 | 4.5455e-07 | 4.5455e-07 | 4.5455e-07 | 4.5455e-07 | 4.5455e-07 | 4.5455e-07 | 0 | 0 | 0 | 0 | 0 | 0 | 0 | 0 | 0 | 0 | 0 | 0 | 0 | 0 | 0 | 0 | 4.5455e-07 | 4.5455e-07 | 4.5455e-07 | 4.5455e-07 | 4.5455e-07 | 4.5455e-07 | 4.5455e-07 | 4.5455e-07 | 0 | 0 | 0 | 0 | 0 | 0 | 0 | 0 | 0 | 0 | 0 | 0 | 0 | 0 | 0 | 0 | 4.5455e-07 | 4.5455e-07 | 4.5455e-07 | 4.5455e-07 | 4.5455e-07 | 4.5455e-07 | 4.5455e-07 | 4.5455e-07 | 0 | 0 | 0 | 0 | 0 | 0 | 0 | 0 | 0 | 0 | 0 | 0 | 0 | 0 | 0 | 0 | 0 | 0 | mg/l | Endosulphan
| 45 | Lindane (1,2,3,4,5, 6 -hexachlorocyclohexane) | mg/l | 5.4545e-07 | 5.4545e-07 | 5.4545e-07 | 5.4545e-07 | 5.4545e-07 | 5.4545e-07 | 5.4545e-07 | 5.4545e-07 | 4.5455e-07 | 4.5455e-07 | 4.5455e-07 | 4.5455e-07 | 4.5455e-07 | 4.5455e-07 | 4.5455e-07 | 4.5455e-07 | 4.5455e-07 | 4.5455e-07 | 4.5455e-07 | 4.5455e-07 | 4.5455e-07 | 4.5455e-07 | 4.5455e-07 | 4.5455e-07 | 5.4545e-07 | 5.4545e-07 | 5.4545e-07 | 5.4545e-07 | 5.4545e-07 | 5.4545e-07 | 5.4545e-07 | 5.4545e-07 | 4.5455e-07 | 4.5455e-07 | 4.5455e-07 | 4.5455e-07 | 4.5455e-07 | 4.5455e-07 | 4.5455e-07 | 4.5455e-07 | 4.5455e-07 | 4.5455e-07 | 4.5455e-07 | 4.5455e-07 | 4.5455e-07 | 4.5455e-07 | 4.5455e-07 | 4.5455e-07 | 5.4545e-07 | 5.4545e-07 | 5.4545e-07 | 5.4545e-07 | 5.4545e-07 | 5.4545e-07 | 5.4545e-07 | 5.4545e-07 | 4.5455e-07 | 4.5455e-07 | 4.5455e-07 | 4.5455e-07 | 4.5455e-07 | 4.5455e-07 | 4.5455e-07 | 4.5455e-07 | 4.5455e-07 | 4.5455e-07 | 4.5455e-07 | 4.5455e-07 | 4.5455e-07 | 4.5455e-07 | 4.5455e-07 | 4.5455e-07 | 5.4545e-07 | 5.4545e-07 | 5.4545e-07 | 5.4545e-07 | 5.4545e-07 | 5.4545e-07 | 5.4545e-07 | 5.4545e-07 | 4.5455e-07 | 4.5455e-07 | 4.5455e-07 | 4.5455e-07 | 4.5455e-07 | 4.5455e-07 | 4.5455e-07 | 4.5455e-07 | 4.5455e-07 | 4.5455e-07 | 4.5455e-07 | 4.5455e-07 | 4.5455e-07 | 4.5455e-07 | 4.5455e-07 | 4.5455e-07 | 5.4545e-07 | 5.4545e-07 | 5.4545e-07 | 5.4545e-07 | 5.4545e-07 | 5.4545e-07 | 5.4545e-07 | 5.4545e-07 | 4.5455e-07 | 4.5455e-07 | 4.5455e-07 | 4.5455e-07 | 4.5455e-07 | 4.5455e-07 | 4.5455e-07 | 4.5455e-07 | 4.5455e-07 | 4.5455e-07 | 4.5455e-07 | 4.5455e-07 | 4.5455e-07 | 4.5455e-07 | 4.5455e-07 | 4.5455e-07 | 5.4545e-07 | 5.4545e-07 | 5.4545e-07 | 5.4545e-07 | 5.4545e-07 | 5.4545e-07 | 5.4545e-07 | 5.4545e-07 | 4.5455e-07 | 4.5455e-07 | 4.5455e-07 | 4.5455e-07 | 4.5455e-07 | 4.5455e-07 | 4.5455e-07 | 4.5455e-07 | 4.5455e-07 | 4.5455e-07 | 4.5455e-07 | 4.5455e-07 | 4.5455e-07 | 4.5455e-07 | 4.5455e-07 | 4.5455e-07 | 1e-06 | 1e-06 | mg/l | Lindane (1,2,3,4,5, 6 -hexachlorocyclohexane)
| 89 | Isodrin | mg/l | 0 | 0 | 0 | 0 | 0 | 0 | 0 | 0 | 0 | 0 | 0 | 0 | 0 | 0 | 0 | 0 | 0 | 0 | 0 | 0 | 0 | 0 | 0 | 0 | 0 | 0 | 0 | 0 | 0 | 0 | 0 | 0 | 0 | 0 | 0 | 0 | 0 | 0 | 0 | 0 | 0 | 0 | 0 | 0 | 0 | 0 | 0 | 0 | 0 | 0 | 0 | 0 | 0 | 0 | 0 | 0 | 0 | 0 | 0 | 0 | 0 | 0 | 0 | 0 | 0 | 0 | 0 | 0 | 0 | 0 | 0 | 0 | 0 | 0 | 0 | 0 | 0 | 0 | 0 | 0 | 0 | 0 | 0 | 0 | 0 | 0 | 0 | 0 | 0 | 0 | 0 | 0 | 0 | 0 | 0 | 0 | 0 | 0 | 0 | 0 | 0 | 0 | 0 | 0 | 0 | 0 | 0 | 0 | 0 | 0 | 0 | 0 | 0 | 0 | 0 | 0 | 0 | 0 | 0 | 0 | 0 | 0 | 0 | 0 | 0 | 0 | 0 | 0 | 0 | 0 | 0 | 0 | 0 | 0 | 0 | 0 | 0 | 0 | 0 | 0 | 0 | 0 | 0 | 0 | 0 | 0 | mg/l | Isodrin
| 33 | DDT - sum of all isomers | mg/l | 0 | 0 | 0 | 0 | 0 | 0 | 0 | 0 | 0 | 0 | 0 | 0 | 0 | 0 | 0 | 0 | 0 | 0 | 0 | 0 | 0 | 0 | 0 | 0 | 0 | 0 | 0 | 0 | 0 | 0 | 0 | 0 | 0 | 0 | 0 | 0 | 0 | 0 | 0 | 0 | 0 | 0 | 0 | 0 | 0 | 0 | 0 | 0 | 0 | 0 | 0 | 0 | 0 | 0 | 0 | 0 | 0 | 0 | 0 | 0 | 0 | 0 | 0 | 0 | 0 | 0 | 0 | 0 | 0 | 0 | 0 | 0 | 0 | 0 | 0 | 0 | 0 | 0 | 0 | 0 | 0 | 0 | 0 | 0 | 0 | 0 | 0 | 0 | 0 | 0 | 0 | 0 | 0 | 0 | 0 | 0 | 0 | 0 | 0 | 0 | 0 | 0 | 0 | 0 | 0 | 0 | 0 | 0 | 0 | 0 | 0 | 0 | 0 | 0 | 0 | 0 | 0 | 0 | 0 | 0 | 0 | 0 | 0 | 0 | 0 | 0 | 0 | 0 | 0 | 0 | 0 | 0 | 0 | 0 | 0 | 0 | 0 | 0 | 0 | 0 | 0 | 0 | 0 | 0 | 0 | 0 | mg/l | DDT - sum of all isomers
| 77 | Trifluralin | mg/l | 0 | 0 | 0 | 0 | 0 | 0 | 0 | 0 | 0 | 0 | 0 | 0 | 0 | 0 | 0 | 0 | 0 | 0 | 0 | 0 | 0 | 0 | 0 | 0 | 0 | 0 | 0 | 0 | 0 | 0 | 0 | 0 | 0 | 0 | 0 | 0 | 0 | 0 | 0 | 0 | 0 | 0 | 0 | 0 | 0 | 0 | 0 | 0 | 0 | 0 | 0 | 0 | 0 | 0 | 0 | 0 | 0 | 0 | 0 | 0 | 0 | 0 | 0 | 0 | 0 | 0 | 0 | 0 | 0 | 0 | 0 | 0 | 0 | 0 | 0 | 0 | 0 | 0 | 0 | 0 | 0 | 0 | 0 | 0 | 0 | 0 | 0 | 0 | 0 | 0 | 0 | 0 | 0 | 0 | 0 | 0 | 0 | 0 | 0 | 0 | 0 | 0 | 0 | 0 | 0 | 0 | 0 | 0 | 0 | 0 | 0 | 0 | 0 | 0 | 0 | 0 | 0 | 0 | 0 | 0 | 0 | 0 | 0 | 0 | 0 | 0 | 0 | 0 | 0 | 0 | 0 | 0 | 0 | 0 | 0 | 0 | 0 | 0 | 0 | 0 | 0 | 0 | 0 | 0 | 0 | 0 | mg/l | Trifluralin
| 42 | Hexachlorobenzene (HCB) | mg/l | 0 | 0 | 0 | 0 | 0 | 0 | 0 | 0 | 0 | 0 | 0 | 0 | 0 | 0 | 0 | 0 | 0 | 0 | 0 | 0 | 0 | 0 | 0 | 0 | 0 | 0 | 0 | 0 | 0 | 0 | 0 | 0 | 0 | 0 | 0 | 0 | 0 | 0 | 0 | 0 | 0 | 0 | 0 | 0 | 0 | 0 | 0 | 0 | 0 | 0 | 0 | 0 | 0 | 0 | 0 | 0 | 0 | 0 | 0 | 0 | 0 | 0 | 0 | 0 | 0 | 0 | 0 | 0 | 0 | 0 | 0 | 0 | 0 | 0 | 0 | 0 | 0 | 0 | 0 | 0 | 0 | 0 | 0 | 0 | 0 | 0 | 0 | 0 | 0 | 0 | 0 | 0 | 0 | 0 | 0 | 0 | 0 | 0 | 0 | 0 | 0 | 0 | 0 | 0 | 0 | 0 | 0 | 0 | 0 | 0 | 0 | 0 | 0 | 0 | 0 | 0 | 0 | 0 | 0 | 0 | 0 | 0 | 0 | 0 | 0 | 0 | 0 | 0 | 0 | 0 | 0 | 0 | 0 | 0 | 0 | 0 | 0 | 0 | 0 | 0 | 0 | 0 | 0 | 0 | 0 | 0 | mg/l | Hexachlorobenzene (HCB)
| 43 | Hexachlorobutadiene (HCBD) | mg/l | 0 | 0 | 0 | 0 | 0 | 0 | 0 | 0 | 0 | 0 | 0 | 0 | 0 | 0 | 0 | 0 | 0 | 0 | 0 | 0 | 0 | 0 | 0 | 0 | 0 | 0 | 0 | 0 | 0 | 0 | 0 | 0 | 0 | 0 | 0 | 0 | 0 | 0 | 0 | 0 | 0 | 0 | 0 | 0 | 0 | 0 | 0 | 0 | 0 | 0 | 0 | 0 | 0 | 0 | 0 | 0 | 0 | 0 | 0 | 0 | 0 | 0 | 0 | 0 | 0 | 0 | 0 | 0 | 0 | 0 | 0 | 0 | 0 | 0 | 0 | 0 | 0 | 0 | 0 | 0 | 0 | 0 | 0 | 0 | 0 | 0 | 0 | 0 | 0 | 0 | 0 | 0 | 0 | 0 | 0 | 0 | 0 | 0 | 0 | 0 | 0 | 0 | 0 | 0 | 0 | 0 | 0 | 0 | 0 | 0 | 0 | 0 | 0 | 0 | 0 | 0 | 0 | 0 | 0 | 0 | 0 | 0 | 0 | 0 | 0 | 0 | 0 | 0 | 0 | 0 | 0 | 0 | 0 | 0 | 0 | 0 | 0 | 0 | 0 | 0 | 0 | 0 | 0 | 0 | 0 | 0 | mg/l | Hexachlorobutadiene (HCBD)
| 30 | Chlorfenvinphos | mg/l | 0 | 0 | 0 | 0 | 0 | 0 | 0 | 0 | 0 | 0 | 0 | 0 | 0 | 0 | 0 | 0 | 0 | 0 | 0 | 0 | 0 | 0 | 0 | 0 | 0 | 0 | 0 | 0 | 0 | 0 | 0 | 0 | 0 | 0 | 0 | 0 | 0 | 0 | 0 | 0 | 0 | 0 | 0 | 0 | 0 | 0 | 0 | 0 | 0 | 0 | 0 | 0 | 0 | 0 | 0 | 0 | 0 | 0 | 0 | 0 | 0 | 0 | 0 | 0 | 0 | 0 | 0 | 0 | 0 | 0 | 0 | 0 | 0 | 0 | 0 | 0 | 0 | 0 | 0 | 0 | 0 | 0 | 0 | 0 | 0 | 0 | 0 | 0 | 0 | 0 | 0 | 0 | 0 | 0 | 0 | 0 | 0 | 0 | 0 | 0 | 0 | 0 | 0 | 0 | 0 | 0 | 0 | 0 | 0 | 0 | 0 | 0 | 0 | 0 | 0 | 0 | 0 | 0 | 0 | 0 | 0 | 0 | 0 | 0 | 0 | 0 | 0 | 0 | 0 | 0 | 0 | 0 | 0 | 0 | 0 | 0 | 0 | 0 | 0 | 0 | 0 | 0 | 0 | 0 | 0 | 0 | mg/l | Chlorfenvinphos
| 32 | Chlorpyrifos | mg/l | 3.6364e-07 | 3.6364e-07 | 3.6364e-07 | 3.6364e-07 | 3.6364e-07 | 3.6364e-07 | 3.6364e-07 | 3.6364e-07 | 6.8182e-08 | 6.8182e-08 | 6.8182e-08 | 6.8182e-08 | 6.8182e-08 | 6.8182e-08 | 6.8182e-08 | 6.8182e-08 | 6.8182e-08 | 6.8182e-08 | 6.8182e-08 | 6.8182e-08 | 6.8182e-08 | 6.8182e-08 | 6.8182e-08 | 6.8182e-08 | 3.6364e-07 | 3.6364e-07 | 3.6364e-07 | 3.6364e-07 | 3.6364e-07 | 3.6364e-07 | 3.6364e-07 | 3.6364e-07 | 6.8182e-08 | 6.8182e-08 | 6.8182e-08 | 6.8182e-08 | 6.8182e-08 | 6.8182e-08 | 6.8182e-08 | 6.8182e-08 | 6.8182e-08 | 6.8182e-08 | 6.8182e-08 | 6.8182e-08 | 6.8182e-08 | 6.8182e-08 | 6.8182e-08 | 6.8182e-08 | 3.6364e-07 | 3.6364e-07 | 3.6364e-07 | 3.6364e-07 | 3.6364e-07 | 3.6364e-07 | 3.6364e-07 | 3.6364e-07 | 6.8182e-08 | 6.8182e-08 | 6.8182e-08 | 6.8182e-08 | 6.8182e-08 | 6.8182e-08 | 6.8182e-08 | 6.8182e-08 | 6.8182e-08 | 6.8182e-08 | 6.8182e-08 | 6.8182e-08 | 6.8182e-08 | 6.8182e-08 | 6.8182e-08 | 6.8182e-08 | 3.6364e-07 | 3.6364e-07 | 3.6364e-07 | 3.6364e-07 | 3.6364e-07 | 3.6364e-07 | 3.6364e-07 | 3.6364e-07 | 6.8182e-08 | 6.8182e-08 | 6.8182e-08 | 6.8182e-08 | 6.8182e-08 | 6.8182e-08 | 6.8182e-08 | 6.8182e-08 | 6.8182e-08 | 6.8182e-08 | 6.8182e-08 | 6.8182e-08 | 6.8182e-08 | 6.8182e-08 | 6.8182e-08 | 6.8182e-08 | 3.6364e-07 | 3.6364e-07 | 3.6364e-07 | 3.6364e-07 | 3.6364e-07 | 3.6364e-07 | 3.6364e-07 | 3.6364e-07 | 6.8182e-08 | 6.8182e-08 | 6.8182e-08 | 6.8182e-08 | 6.8182e-08 | 6.8182e-08 | 6.8182e-08 | 6.8182e-08 | 6.8182e-08 | 6.8182e-08 | 6.8182e-08 | 6.8182e-08 | 6.8182e-08 | 6.8182e-08 | 6.8182e-08 | 6.8182e-08 | 3.6364e-07 | 3.6364e-07 | 3.6364e-07 | 3.6364e-07 | 3.6364e-07 | 3.6364e-07 | 3.6364e-07 | 3.6364e-07 | 6.8182e-08 | 6.8182e-08 | 6.8182e-08 | 6.8182e-08 | 6.8182e-08 | 6.8182e-08 | 6.8182e-08 | 6.8182e-08 | 6.8182e-08 | 6.8182e-08 | 6.8182e-08 | 6.8182e-08 | 6.8182e-08 | 6.8182e-08 | 6.8182e-08 | 6.8182e-08 | 0 | 0 | mg/l | Chlorpyrifos
| 27 | Atrazine | mg/l | 2.0091e-05 | 2.0091e-05 | 2.0091e-05 | 2.0091e-05 | 2.0091e-05 | 2.0091e-05 | 2.0091e-05 | 2.0091e-05 | 1.0455e-05 | 1.0455e-05 | 1.0455e-05 | 1.0455e-05 | 1.0455e-05 | 1.0455e-05 | 1.0455e-05 | 1.0455e-05 | 1.0455e-05 | 1.0455e-05 | 1.0455e-05 | 1.0455e-05 | 1.0455e-05 | 1.0455e-05 | 1.0455e-05 | 1.0455e-05 | 2.0091e-05 | 2.0091e-05 | 2.0091e-05 | 2.0091e-05 | 2.0091e-05 | 2.0091e-05 | 2.0091e-05 | 2.0091e-05 | 1.0455e-05 | 1.0455e-05 | 1.0455e-05 | 1.0455e-05 | 1.0455e-05 | 1.0455e-05 | 1.0455e-05 | 1.0455e-05 | 1.0455e-05 | 1.0455e-05 | 1.0455e-05 | 1.0455e-05 | 1.0455e-05 | 1.0455e-05 | 1.0455e-05 | 1.0455e-05 | 2.0091e-05 | 2.0091e-05 | 2.0091e-05 | 2.0091e-05 | 2.0091e-05 | 2.0091e-05 | 2.0091e-05 | 2.0091e-05 | 1.0455e-05 | 1.0455e-05 | 1.0455e-05 | 1.0455e-05 | 1.0455e-05 | 1.0455e-05 | 1.0455e-05 | 1.0455e-05 | 1.0455e-05 | 1.0455e-05 | 1.0455e-05 | 1.0455e-05 | 1.0455e-05 | 1.0455e-05 | 1.0455e-05 | 1.0455e-05 | 2.0091e-05 | 2.0091e-05 | 2.0091e-05 | 2.0091e-05 | 2.0091e-05 | 2.0091e-05 | 2.0091e-05 | 2.0091e-05 | 1.0455e-05 | 1.0455e-05 | 1.0455e-05 | 1.0455e-05 | 1.0455e-05 | 1.0455e-05 | 1.0455e-05 | 1.0455e-05 | 1.0455e-05 | 1.0455e-05 | 1.0455e-05 | 1.0455e-05 | 1.0455e-05 | 1.0455e-05 | 1.0455e-05 | 1.0455e-05 | 2.0091e-05 | 2.0091e-05 | 2.0091e-05 | 2.0091e-05 | 2.0091e-05 | 2.0091e-05 | 2.0091e-05 | 2.0091e-05 | 1.0455e-05 | 1.0455e-05 | 1.0455e-05 | 1.0455e-05 | 1.0455e-05 | 1.0455e-05 | 1.0455e-05 | 1.0455e-05 | 1.0455e-05 | 1.0455e-05 | 1.0455e-05 | 1.0455e-05 | 1.0455e-05 | 1.0455e-05 | 1.0455e-05 | 1.0455e-05 | 2.0091e-05 | 2.0091e-05 | 2.0091e-05 | 2.0091e-05 | 2.0091e-05 | 2.0091e-05 | 2.0091e-05 | 2.0091e-05 | 1.0455e-05 | 1.0455e-05 | 1.0455e-05 | 1.0455e-05 | 1.0455e-05 | 1.0455e-05 | 1.0455e-05 | 1.0455e-05 | 1.0455e-05 | 1.0455e-05 | 1.0455e-05 | 1.0455e-05 | 1.0455e-05 | 1.0455e-05 | 1.0455e-05 | 1.0455e-05 | 1.15e-05 | 1.15e-05 | mg/l | Atrazine
| 51 | Simazine | mg/l | 1.3182e-05 | 1.3182e-05 | 1.3182e-05 | 1.3182e-05 | 1.3182e-05 | 1.3182e-05 | 1.3182e-05 | 1.3182e-05 | 1.4091e-05 | 1.4091e-05 | 1.4091e-05 | 1.4091e-05 | 1.4091e-05 | 1.4091e-05 | 1.4091e-05 | 1.4091e-05 | 1.4091e-05 | 1.4091e-05 | 1.4091e-05 | 1.4091e-05 | 1.4091e-05 | 1.4091e-05 | 1.4091e-05 | 1.4091e-05 | 1.3182e-05 | 1.3182e-05 | 1.3182e-05 | 1.3182e-05 | 1.3182e-05 | 1.3182e-05 | 1.3182e-05 | 1.3182e-05 | 1.4091e-05 | 1.4091e-05 | 1.4091e-05 | 1.4091e-05 | 1.4091e-05 | 1.4091e-05 | 1.4091e-05 | 1.4091e-05 | 1.4091e-05 | 1.4091e-05 | 1.4091e-05 | 1.4091e-05 | 1.4091e-05 | 1.4091e-05 | 1.4091e-05 | 1.4091e-05 | 1.3182e-05 | 1.3182e-05 | 1.3182e-05 | 1.3182e-05 | 1.3182e-05 | 1.3182e-05 | 1.3182e-05 | 1.3182e-05 | 1.4091e-05 | 1.4091e-05 | 1.4091e-05 | 1.4091e-05 | 1.4091e-05 | 1.4091e-05 | 1.4091e-05 | 1.4091e-05 | 1.4091e-05 | 1.4091e-05 | 1.4091e-05 | 1.4091e-05 | 1.4091e-05 | 1.4091e-05 | 1.4091e-05 | 1.4091e-05 | 1.3182e-05 | 1.3182e-05 | 1.3182e-05 | 1.3182e-05 | 1.3182e-05 | 1.3182e-05 | 1.3182e-05 | 1.3182e-05 | 1.4091e-05 | 1.4091e-05 | 1.4091e-05 | 1.4091e-05 | 1.4091e-05 | 1.4091e-05 | 1.4091e-05 | 1.4091e-05 | 1.4091e-05 | 1.4091e-05 | 1.4091e-05 | 1.4091e-05 | 1.4091e-05 | 1.4091e-05 | 1.4091e-05 | 1.4091e-05 | 1.3182e-05 | 1.3182e-05 | 1.3182e-05 | 1.3182e-05 | 1.3182e-05 | 1.3182e-05 | 1.3182e-05 | 1.3182e-05 | 1.4091e-05 | 1.4091e-05 | 1.4091e-05 | 1.4091e-05 | 1.4091e-05 | 1.4091e-05 | 1.4091e-05 | 1.4091e-05 | 1.4091e-05 | 1.4091e-05 | 1.4091e-05 | 1.4091e-05 | 1.4091e-05 | 1.4091e-05 | 1.4091e-05 | 1.4091e-05 | 1.3182e-05 | 1.3182e-05 | 1.3182e-05 | 1.3182e-05 | 1.3182e-05 | 1.3182e-05 | 1.3182e-05 | 1.3182e-05 | 1.4091e-05 | 1.4091e-05 | 1.4091e-05 | 1.4091e-05 | 1.4091e-05 | 1.4091e-05 | 1.4091e-05 | 1.4091e-05 | 1.4091e-05 | 1.4091e-05 | 1.4091e-05 | 1.4091e-05 | 1.4091e-05 | 1.4091e-05 | 1.4091e-05 | 1.4091e-05 | 1.39e-05 | 1.39e-05 | mg/l | Simazine
| 37 | Diuron | mg/l | 0 | 0 | 0 | 0 | 0 | 0 | 0 | 0 | 2.6364e-05 | 2.6364e-05 | 2.6364e-05 | 2.6364e-05 | 2.6364e-05 | 2.6364e-05 | 2.6364e-05 | 2.6364e-05 | 2.6364e-05 | 2.6364e-05 | 2.6364e-05 | 2.6364e-05 | 2.6364e-05 | 2.6364e-05 | 2.6364e-05 | 2.6364e-05 | 0 | 0 | 0 | 0 | 0 | 0 | 0 | 0 | 2.6364e-05 | 2.6364e-05 | 2.6364e-05 | 2.6364e-05 | 2.6364e-05 | 2.6364e-05 | 2.6364e-05 | 2.6364e-05 | 2.6364e-05 | 2.6364e-05 | 2.6364e-05 | 2.6364e-05 | 2.6364e-05 | 2.6364e-05 | 2.6364e-05 | 2.6364e-05 | 0 | 0 | 0 | 0 | 0 | 0 | 0 | 0 | 2.6364e-05 | 2.6364e-05 | 2.6364e-05 | 2.6364e-05 | 2.6364e-05 | 2.6364e-05 | 2.6364e-05 | 2.6364e-05 | 2.6364e-05 | 2.6364e-05 | 2.6364e-05 | 2.6364e-05 | 2.6364e-05 | 2.6364e-05 | 2.6364e-05 | 2.6364e-05 | 0 | 0 | 0 | 0 | 0 | 0 | 0 | 0 | 2.6364e-05 | 2.6364e-05 | 2.6364e-05 | 2.6364e-05 | 2.6364e-05 | 2.6364e-05 | 2.6364e-05 | 2.6364e-05 | 2.6364e-05 | 2.6364e-05 | 2.6364e-05 | 2.6364e-05 | 2.6364e-05 | 2.6364e-05 | 2.6364e-05 | 2.6364e-05 | 0 | 0 | 0 | 0 | 0 | 0 | 0 | 0 | 2.6364e-05 | 2.6364e-05 | 2.6364e-05 | 2.6364e-05 | 2.6364e-05 | 2.6364e-05 | 2.6364e-05 | 2.6364e-05 | 2.6364e-05 | 2.6364e-05 | 2.6364e-05 | 2.6364e-05 | 2.6364e-05 | 2.6364e-05 | 2.6364e-05 | 2.6364e-05 | 0 | 0 | 0 | 0 | 0 | 0 | 0 | 0 | 2.6364e-05 | 2.6364e-05 | 2.6364e-05 | 2.6364e-05 | 2.6364e-05 | 2.6364e-05 | 2.6364e-05 | 2.6364e-05 | 2.6364e-05 | 2.6364e-05 | 2.6364e-05 | 2.6364e-05 | 2.6364e-05 | 2.6364e-05 | 2.6364e-05 | 2.6364e-05 | 0 | 0 | mg/l | Diuron
| 67 | Isoproturon | mg/l | 1.5e-05 | 1.5e-05 | 1.5e-05 | 1.5e-05 | 1.5e-05 | 1.5e-05 | 1.5e-05 | 1.5e-05 | 7.5e-06 | 7.5e-06 | 7.5e-06 | 7.5e-06 | 7.5e-06 | 7.5e-06 | 7.5e-06 | 7.5e-06 | 7.5e-06 | 7.5e-06 | 7.5e-06 | 7.5e-06 | 7.5e-06 | 7.5e-06 | 7.5e-06 | 7.5e-06 | 1.5e-05 | 1.5e-05 | 1.5e-05 | 1.5e-05 | 1.5e-05 | 1.5e-05 | 1.5e-05 | 1.5e-05 | 7.5e-06 | 7.5e-06 | 7.5e-06 | 7.5e-06 | 7.5e-06 | 7.5e-06 | 7.5e-06 | 7.5e-06 | 7.5e-06 | 7.5e-06 | 7.5e-06 | 7.5e-06 | 7.5e-06 | 7.5e-06 | 7.5e-06 | 7.5e-06 | 1.5e-05 | 1.5e-05 | 1.5e-05 | 1.5e-05 | 1.5e-05 | 1.5e-05 | 1.5e-05 | 1.5e-05 | 7.5e-06 | 7.5e-06 | 7.5e-06 | 7.5e-06 | 7.5e-06 | 7.5e-06 | 7.5e-06 | 7.5e-06 | 7.5e-06 | 7.5e-06 | 7.5e-06 | 7.5e-06 | 7.5e-06 | 7.5e-06 | 7.5e-06 | 7.5e-06 | 1.5e-05 | 1.5e-05 | 1.5e-05 | 1.5e-05 | 1.5e-05 | 1.5e-05 | 1.5e-05 | 1.5e-05 | 7.5e-06 | 7.5e-06 | 7.5e-06 | 7.5e-06 | 7.5e-06 | 7.5e-06 | 7.5e-06 | 7.5e-06 | 7.5e-06 | 7.5e-06 | 7.5e-06 | 7.5e-06 | 7.5e-06 | 7.5e-06 | 7.5e-06 | 7.5e-06 | 1.5e-05 | 1.5e-05 | 1.5e-05 | 1.5e-05 | 1.5e-05 | 1.5e-05 | 1.5e-05 | 1.5e-05 | 7.5e-06 | 7.5e-06 | 7.5e-06 | 7.5e-06 | 7.5e-06 | 7.5e-06 | 7.5e-06 | 7.5e-06 | 7.5e-06 | 7.5e-06 | 7.5e-06 | 7.5e-06 | 7.5e-06 | 7.5e-06 | 7.5e-06 | 7.5e-06 | 1.5e-05 | 1.5e-05 | 1.5e-05 | 1.5e-05 | 1.5e-05 | 1.5e-05 | 1.5e-05 | 1.5e-05 | 7.5e-06 | 7.5e-06 | 7.5e-06 | 7.5e-06 | 7.5e-06 | 7.5e-06 | 7.5e-06 | 7.5e-06 | 7.5e-06 | 7.5e-06 | 7.5e-06 | 7.5e-06 | 7.5e-06 | 7.5e-06 | 7.5e-06 | 7.5e-06 | 1.5e-05 | 1.5e-05 | mg/l | Isoproturon
| 75 | Triphenyltin | mg/l | 0 | 0 | 0 | 0 | 0 | 0 | 0 | 0 | 0 | 0 | 0 | 0 | 0 | 0 | 0 | 0 | 0 | 0 | 0 | 0 | 0 | 0 | 0 | 0 | 0 | 0 | 0 | 0 | 0 | 0 | 0 | 0 | 0 | 0 | 0 | 0 | 0 | 0 | 0 | 0 | 0 | 0 | 0 | 0 | 0 | 0 | 0 | 0 | 0 | 0 | 0 | 0 | 0 | 0 | 0 | 0 | 0 | 0 | 0 | 0 | 0 | 0 | 0 | 0 | 0 | 0 | 0 | 0 | 0 | 0 | 0 | 0 | 0 | 0 | 0 | 0 | 0 | 0 | 0 | 0 | 0 | 0 | 0 | 0 | 0 | 0 | 0 | 0 | 0 | 0 | 0 | 0 | 0 | 0 | 0 | 0 | 0 | 0 | 0 | 0 | 0 | 0 | 0 | 0 | 0 | 0 | 0 | 0 | 0 | 0 | 0 | 0 | 0 | 0 | 0 | 0 | 0 | 0 | 0 | 0 | 0 | 0 | 0 | 0 | 0 | 0 | 0 | 0 | 0 | 0 | 0 | 0 | 0 | 0 | 0 | 0 | 0 | 0 | 0 | 0 | 0 | 0 | 0 | 0 | 0 | 0 | mg/l | Triphenyltin
| 69 | Organotin | mg/l | 0 | 0 | 0 | 0 | 0 | 0 | 0 | 0 | 0 | 0 | 0 | 0 | 0 | 0 | 0 | 0 | 0 | 0 | 0 | 0 | 0 | 0 | 0 | 0 | 0 | 0 | 0 | 0 | 0 | 0 | 0 | 0 | 0 | 0 | 0 | 0 | 0 | 0 | 0 | 0 | 0 | 0 | 0 | 0 | 0 | 0 | 0 | 0 | 0 | 0 | 0 | 0 | 0 | 0 | 0 | 0 | 0 | 0 | 0 | 0 | 0 | 0 | 0 | 0 | 0 | 0 | 0 | 0 | 0 | 0 | 0 | 0 | 0 | 0 | 0 | 0 | 0 | 0 | 0 | 0 | 0 | 0 | 0 | 0 | 0 | 0 | 0 | 0 | 0 | 0 | 0 | 0 | 0 | 0 | 0 | 0 | 0 | 0 | 0 | 0 | 0 | 0 | 0 | 0 | 0 | 0 | 0 | 0 | 0 | 0 | 0 | 0 | 0 | 0 | 0 | 0 | 0 | 0 | 0 | 0 | 0 | 0 | 0 | 0 | 0 | 0 | 0 | 0 | 0 | 0 | 0 | 0 | 0 | 0 | 0 | 0 | 0 | 0 | 0 | 0 | 0 | 0 | 0 | 0 | 0 | 0 | mg/l | Organotin
| 74 | Tributyltin | mg/l | 0 | 0 | 0 | 0 | 0 | 0 | 0 | 0 | 0 | 0 | 0 | 0 | 0 | 0 | 0 | 0 | 0 | 0 | 0 | 0 | 0 | 0 | 0 | 0 | 0 | 0 | 0 | 0 | 0 | 0 | 0 | 0 | 0 | 0 | 0 | 0 | 0 | 0 | 0 | 0 | 0 | 0 | 0 | 0 | 0 | 0 | 0 | 0 | 0 | 0 | 0 | 0 | 0 | 0 | 0 | 0 | 0 | 0 | 0 | 0 | 0 | 0 | 0 | 0 | 0 | 0 | 0 | 0 | 0 | 0 | 0 | 0 | 0 | 0 | 0 | 0 | 0 | 0 | 0 | 0 | 0 | 0 | 0 | 0 | 0 | 0 | 0 | 0 | 0 | 0 | 0 | 0 | 0 | 0 | 0 | 0 | 0 | 0 | 0 | 0 | 0 | 0 | 0 | 0 | 0 | 0 | 0 | 0 | 0 | 0 | 0 | 0 | 0 | 0 | 0 | 0 | 0 | 0 | 0 | 0 | 0 | 0 | 0 | 0 | 0 | 0 | 0 | 0 | 0 | 0 | 0 | 0 | 0 | 0 | 0 | 0 | 0 | 0 | 0 | 0 | 0 | 0 | 0 | 0 | 0 | 0 | mg/l | Tributyltin
| 72 | PAH, Total | mg/l | 0.000291 | 0.000291 | 0.000291 | 0.000291 | 0.000291 | 0.000291 | 0.000291 | 0.000291 | 1.1333e-05 | 1.1333e-05 | 1.1333e-05 | 1.1333e-05 | 1.1333e-05 | 1.1333e-05 | 1.1333e-05 | 1.1333e-05 | 1.1333e-05 | 1.1333e-05 | 1.1333e-05 | 1.1333e-05 | 1.1333e-05 | 1.1333e-05 | 1.1333e-05 | 1.1333e-05 | 0.000291 | 0.000291 | 0.000291 | 0.000291 | 0.000291 | 0.000291 | 0.000291 | 0.000291 | 1.1333e-05 | 1.1333e-05 | 1.1333e-05 | 1.1333e-05 | 1.1333e-05 | 1.1333e-05 | 1.1333e-05 | 1.1333e-05 | 1.1333e-05 | 1.1333e-05 | 1.1333e-05 | 1.1333e-05 | 1.1333e-05 | 1.1333e-05 | 1.1333e-05 | 1.1333e-05 | 0.0003705 | 0.0003705 | 0.0003705 | 0.0003705 | 0.0003705 | 0.0003705 | 0.0003705 | 0.0003705 | 8.9375e-06 | 8.9375e-06 | 8.9375e-06 | 8.9375e-06 | 8.9375e-06 | 8.9375e-06 | 8.9375e-06 | 8.9375e-06 | 8.9375e-06 | 8.9375e-06 | 8.9375e-06 | 8.9375e-06 | 8.9375e-06 | 8.9375e-06 | 8.9375e-06 | 8.9375e-06 | 0.0003705 | 0.0003705 | 0.0003705 | 0.0003705 | 0.0003705 | 0.0003705 | 0.0003705 | 0.0003705 | 8.9375e-06 | 8.9375e-06 | 8.9375e-06 | 8.9375e-06 | 8.9375e-06 | 8.9375e-06 | 8.9375e-06 | 8.9375e-06 | 8.9375e-06 | 8.9375e-06 | 8.9375e-06 | 8.9375e-06 | 8.9375e-06 | 8.9375e-06 | 8.9375e-06 | 8.9375e-06 | 0.00301 | 0.00301 | 0.00301 | 0.00301 | 0.00301 | 0.00301 | 0.00301 | 0.00301 | 1.24e-05 | 1.24e-05 | 1.24e-05 | 1.24e-05 | 1.24e-05 | 1.24e-05 | 1.24e-05 | 1.24e-05 | 1.24e-05 | 1.24e-05 | 1.24e-05 | 1.24e-05 | 1.24e-05 | 1.24e-05 | 1.24e-05 | 1.24e-05 | 0.00301 | 0.00301 | 0.00301 | 0.00301 | 0.00301 | 0.00301 | 0.00301 | 0.00301 | 1.24e-05 | 1.24e-05 | 1.24e-05 | 1.24e-05 | 1.24e-05 | 1.24e-05 | 1.24e-05 | 1.24e-05 | 1.24e-05 | 1.24e-05 | 1.24e-05 | 1.24e-05 | 1.24e-05 | 1.24e-05 | 1.24e-05 | 1.24e-05 | 0.000215 | 0.000215 | mg/l | PAH, Total
| 91 | Benzo[ghi]perylene | mg/l | 4.2667e-05 | 4.2667e-05 | 4.2667e-05 | 4.2667e-05 | 4.2667e-05 | 4.2667e-05 | 4.2667e-05 | 4.2667e-05 | 2e-06 | 2e-06 | 2e-06 | 2e-06 | 2e-06 | 2e-06 | 2e-06 | 2e-06 | 2e-06 | 2e-06 | 2e-06 | 2e-06 | 2e-06 | 2e-06 | 2e-06 | 2e-06 | 4.2667e-05 | 4.2667e-05 | 4.2667e-05 | 4.2667e-05 | 4.2667e-05 | 4.2667e-05 | 4.2667e-05 | 4.2667e-05 | 2e-06 | 2e-06 | 2e-06 | 2e-06 | 2e-06 | 2e-06 | 2e-06 | 2e-06 | 2e-06 | 2e-06 | 2e-06 | 2e-06 | 2e-06 | 2e-06 | 2e-06 | 2e-06 | 1.975e-05 | 1.975e-05 | 1.975e-05 | 1.975e-05 | 1.975e-05 | 1.975e-05 | 1.975e-05 | 1.975e-05 | 2e-06 | 2e-06 | 2e-06 | 2e-06 | 2e-06 | 2e-06 | 2e-06 | 2e-06 | 2e-06 | 2e-06 | 2e-06 | 2e-06 | 2e-06 | 2e-06 | 2e-06 | 2e-06 | 1.975e-05 | 1.975e-05 | 1.975e-05 | 1.975e-05 | 1.975e-05 | 1.975e-05 | 1.975e-05 | 1.975e-05 | 2e-06 | 2e-06 | 2e-06 | 2e-06 | 2e-06 | 2e-06 | 2e-06 | 2e-06 | 2e-06 | 2e-06 | 2e-06 | 2e-06 | 2e-06 | 2e-06 | 2e-06 | 2e-06 | 2.475e-05 | 2.475e-05 | 2.475e-05 | 2.475e-05 | 2.475e-05 | 2.475e-05 | 2.475e-05 | 2.475e-05 | 2e-06 | 2e-06 | 2e-06 | 2e-06 | 2e-06 | 2e-06 | 2e-06 | 2e-06 | 2e-06 | 2e-06 | 2e-06 | 2e-06 | 2e-06 | 2e-06 | 2e-06 | 2e-06 | 2.475e-05 | 2.475e-05 | 2.475e-05 | 2.475e-05 | 2.475e-05 | 2.475e-05 | 2.475e-05 | 2.475e-05 | 2e-06 | 2e-06 | 2e-06 | 2e-06 | 2e-06 | 2e-06 | 2e-06 | 2e-06 | 2e-06 | 2e-06 | 2e-06 | 2e-06 | 2e-06 | 2e-06 | 2e-06 | 2e-06 | 2e-06 | 2e-06 | mg/l | Benzo[ghi]perylene
| 61 | Anthracene | mg/l | 2e-06 | 2e-06 | 2e-06 | 2e-06 | 2e-06 | 2e-06 | 2e-06 | 2e-06 | 2.7727e-06 | 2.7727e-06 | 2.7727e-06 | 2.7727e-06 | 2.7727e-06 | 2.7727e-06 | 2.7727e-06 | 2.7727e-06 | 2.7727e-06 | 2.7727e-06 | 2.7727e-06 | 2.7727e-06 | 2.7727e-06 | 2.7727e-06 | 2.7727e-06 | 2.7727e-06 | 2e-06 | 2e-06 | 2e-06 | 2e-06 | 2e-06 | 2e-06 | 2e-06 | 2e-06 | 2.7727e-06 | 2.7727e-06 | 2.7727e-06 | 2.7727e-06 | 2.7727e-06 | 2.7727e-06 | 2.7727e-06 | 2.7727e-06 | 2.7727e-06 | 2.7727e-06 | 2.7727e-06 | 2.7727e-06 | 2.7727e-06 | 2.7727e-06 | 2.7727e-06 | 2.7727e-06 | 2e-06 | 2e-06 | 2e-06 | 2e-06 | 2e-06 | 2e-06 | 2e-06 | 2e-06 | 2.7727e-06 | 2.7727e-06 | 2.7727e-06 | 2.7727e-06 | 2.7727e-06 | 2.7727e-06 | 2.7727e-06 | 2.7727e-06 | 2.7727e-06 | 2.7727e-06 | 2.7727e-06 | 2.7727e-06 | 2.7727e-06 | 2.7727e-06 | 2.7727e-06 | 2.7727e-06 | 2e-06 | 2e-06 | 2e-06 | 2e-06 | 2e-06 | 2e-06 | 2e-06 | 2e-06 | 2.7727e-06 | 2.7727e-06 | 2.7727e-06 | 2.7727e-06 | 2.7727e-06 | 2.7727e-06 | 2.7727e-06 | 2.7727e-06 | 2.7727e-06 | 2.7727e-06 | 2.7727e-06 | 2.7727e-06 | 2.7727e-06 | 2.7727e-06 | 2.7727e-06 | 2.7727e-06 | 9.275e-05 | 9.275e-05 | 9.275e-05 | 9.275e-05 | 9.275e-05 | 9.275e-05 | 9.275e-05 | 9.275e-05 | 2.7727e-06 | 2.7727e-06 | 2.7727e-06 | 2.7727e-06 | 2.7727e-06 | 2.7727e-06 | 2.7727e-06 | 2.7727e-06 | 2.7727e-06 | 2.7727e-06 | 2.7727e-06 | 2.7727e-06 | 2.7727e-06 | 2.7727e-06 | 2.7727e-06 | 2.7727e-06 | 9.275e-05 | 9.275e-05 | 9.275e-05 | 9.275e-05 | 9.275e-05 | 9.275e-05 | 9.275e-05 | 9.275e-05 | 2.7727e-06 | 2.7727e-06 | 2.7727e-06 | 2.7727e-06 | 2.7727e-06 | 2.7727e-06 | 2.7727e-06 | 2.7727e-06 | 2.7727e-06 | 2.7727e-06 | 2.7727e-06 | 2.7727e-06 | 2.7727e-06 | 2.7727e-06 | 2.7727e-06 | 2.7727e-06 | 2e-06 | 2e-06 | mg/l | Anthracene
| 68 | Naphthalene | mg/l | 3.4667e-05 | 3.4667e-05 | 3.4667e-05 | 3.4667e-05 | 3.4667e-05 | 3.4667e-05 | 3.4667e-05 | 3.4667e-05 | 4e-06 | 4e-06 | 4e-06 | 4e-06 | 4e-06 | 4e-06 | 4e-06 | 4e-06 | 4e-06 | 4e-06 | 4e-06 | 4e-06 | 4e-06 | 4e-06 | 4e-06 | 4e-06 | 3.4667e-05 | 3.4667e-05 | 3.4667e-05 | 3.4667e-05 | 3.4667e-05 | 3.4667e-05 | 3.4667e-05 | 3.4667e-05 | 4e-06 | 4e-06 | 4e-06 | 4e-06 | 4e-06 | 4e-06 | 4e-06 | 4e-06 | 4e-06 | 4e-06 | 4e-06 | 4e-06 | 4e-06 | 4e-06 | 4e-06 | 4e-06 | 0.00021775 | 0.00021775 | 0.00021775 | 0.00021775 | 0.00021775 | 0.00021775 | 0.00021775 | 0.00021775 | 4e-06 | 4e-06 | 4e-06 | 4e-06 | 4e-06 | 4e-06 | 4e-06 | 4e-06 | 4e-06 | 4e-06 | 4e-06 | 4e-06 | 4e-06 | 4e-06 | 4e-06 | 4e-06 | 0.00021775 | 0.00021775 | 0.00021775 | 0.00021775 | 0.00021775 | 0.00021775 | 0.00021775 | 0.00021775 | 4e-06 | 4e-06 | 4e-06 | 4e-06 | 4e-06 | 4e-06 | 4e-06 | 4e-06 | 4e-06 | 4e-06 | 4e-06 | 4e-06 | 4e-06 | 4e-06 | 4e-06 | 4e-06 | 0.00064375 | 0.00064375 | 0.00064375 | 0.00064375 | 0.00064375 | 0.00064375 | 0.00064375 | 0.00064375 | 4e-06 | 4e-06 | 4e-06 | 4e-06 | 4e-06 | 4e-06 | 4e-06 | 4e-06 | 4e-06 | 4e-06 | 4e-06 | 4e-06 | 4e-06 | 4e-06 | 4e-06 | 4e-06 | 0.00064375 | 0.00064375 | 0.00064375 | 0.00064375 | 0.00064375 | 0.00064375 | 0.00064375 | 0.00064375 | 4e-06 | 4e-06 | 4e-06 | 4e-06 | 4e-06 | 4e-06 | 4e-06 | 4e-06 | 4e-06 | 4e-06 | 4e-06 | 4e-06 | 4e-06 | 4e-06 | 4e-06 | 4e-06 | 0.0001445 | 0.0001445 | mg/l | Naphthalene
| 88 | Flouranthene | mg/l | 9e-06 | 9e-06 | 9e-06 | 9e-06 | 9e-06 | 9e-06 | 9e-06 | 9e-06 | 2.3409e-06 | 2.3409e-06 | 2.3409e-06 | 2.3409e-06 | 2.3409e-06 | 2.3409e-06 | 2.3409e-06 | 2.3409e-06 | 2.3409e-06 | 2.3409e-06 | 2.3409e-06 | 2.3409e-06 | 2.3409e-06 | 2.3409e-06 | 2.3409e-06 | 2.3409e-06 | 9e-06 | 9e-06 | 9e-06 | 9e-06 | 9e-06 | 9e-06 | 9e-06 | 9e-06 | 2.3409e-06 | 2.3409e-06 | 2.3409e-06 | 2.3409e-06 | 2.3409e-06 | 2.3409e-06 | 2.3409e-06 | 2.3409e-06 | 2.3409e-06 | 2.3409e-06 | 2.3409e-06 | 2.3409e-06 | 2.3409e-06 | 2.3409e-06 | 2.3409e-06 | 2.3409e-06 | 2.9e-05 | 2.9e-05 | 2.9e-05 | 2.9e-05 | 2.9e-05 | 2.9e-05 | 2.9e-05 | 2.9e-05 | 2.3409e-06 | 2.3409e-06 | 2.3409e-06 | 2.3409e-06 | 2.3409e-06 | 2.3409e-06 | 2.3409e-06 | 2.3409e-06 | 2.3409e-06 | 2.3409e-06 | 2.3409e-06 | 2.3409e-06 | 2.3409e-06 | 2.3409e-06 | 2.3409e-06 | 2.3409e-06 | 2.9e-05 | 2.9e-05 | 2.9e-05 | 2.9e-05 | 2.9e-05 | 2.9e-05 | 2.9e-05 | 2.9e-05 | 2.3409e-06 | 2.3409e-06 | 2.3409e-06 | 2.3409e-06 | 2.3409e-06 | 2.3409e-06 | 2.3409e-06 | 2.3409e-06 | 2.3409e-06 | 2.3409e-06 | 2.3409e-06 | 2.3409e-06 | 2.3409e-06 | 2.3409e-06 | 2.3409e-06 | 2.3409e-06 | 0.00023525 | 0.00023525 | 0.00023525 | 0.00023525 | 0.00023525 | 0.00023525 | 0.00023525 | 0.00023525 | 2.3409e-06 | 2.3409e-06 | 2.3409e-06 | 2.3409e-06 | 2.3409e-06 | 2.3409e-06 | 2.3409e-06 | 2.3409e-06 | 2.3409e-06 | 2.3409e-06 | 2.3409e-06 | 2.3409e-06 | 2.3409e-06 | 2.3409e-06 | 2.3409e-06 | 2.3409e-06 | 0.00023525 | 0.00023525 | 0.00023525 | 0.00023525 | 0.00023525 | 0.00023525 | 0.00023525 | 0.00023525 | 2.3409e-06 | 2.3409e-06 | 2.3409e-06 | 2.3409e-06 | 2.3409e-06 | 2.3409e-06 | 2.3409e-06 | 2.3409e-06 | 2.3409e-06 | 2.3409e-06 | 2.3409e-06 | 2.3409e-06 | 2.3409e-06 | 2.3409e-06 | 2.3409e-06 | 2.3409e-06 | 1.25e-05 | 1.25e-05 | mg/l | Flouranthene
| 50 | Polychlorinated biphenyls (PCBs) - sum of 11 congenors | mg/l | 0 | 0 | 0 | 0 | 0 | 0 | 0 | 0 | 0 | 0 | 0 | 0 | 0 | 0 | 0 | 0 | 0 | 0 | 0 | 0 | 0 | 0 | 0 | 0 | 0 | 0 | 0 | 0 | 0 | 0 | 0 | 0 | 0 | 0 | 0 | 0 | 0 | 0 | 0 | 0 | 0 | 0 | 0 | 0 | 0 | 0 | 0 | 0 | 0 | 0 | 0 | 0 | 0 | 0 | 0 | 0 | 0 | 0 | 0 | 0 | 0 | 0 | 0 | 0 | 0 | 0 | 0 | 0 | 0 | 0 | 0 | 0 | 0 | 0 | 0 | 0 | 0 | 0 | 0 | 0 | 0 | 0 | 0 | 0 | 0 | 0 | 0 | 0 | 0 | 0 | 0 | 0 | 0 | 0 | 0 | 0 | 0 | 0 | 0 | 0 | 0 | 0 | 0 | 0 | 0 | 0 | 0 | 0 | 0 | 0 | 0 | 0 | 0 | 0 | 0 | 0 | 0 | 0 | 0 | 0 | 0 | 0 | 0 | 0 | 0 | 0 | 0 | 0 | 0 | 0 | 0 | 0 | 0 | 0 | 0 | 0 | 0 | 0 | 0 | 0 | 0 | 0 | 0 | 0 | 0 | 0 | mg/l | Polychlorinated biphenyls (PCBs) - sum of 11 congenors
| 40 | Halogenated organic compounds (as AOX) | mg/l | 0.0023868 | 0.0023868 | 0.0023868 | 0.0023868 | 0.0023868 | 0.0023868 | 0.0023868 | 0.0023868 | 0.0023868 | 0.0023868 | 0.0023868 | 0.0023868 | 0.0023868 | 0.0023868 | 0.0023868 | 0.0023868 | 0.0023868 | 0.0023868 | 0.0023868 | 0.0023868 | 0.0023868 | 0.0023868 | 0.0023868 | 0.0023868 | 0.0023868 | 0.0023868 | 0.0023868 | 0.0023868 | 0.0023868 | 0.0023868 | 0.0023868 | 0.0023868 | 0.0023868 | 0.0023868 | 0.0023868 | 0.0023868 | 0.0023868 | 0.0023868 | 0.0023868 | 0.0023868 | 0.0023868 | 0.0023868 | 0.0023868 | 0.0023868 | 0.0023868 | 0.0023868 | 0.0023868 | 0.0023868 | 0.0023868 | 0.0023868 | 0.0023868 | 0.0023868 | 0.0023868 | 0.0023868 | 0.0023868 | 0.0023868 | 0.0023868 | 0.0023868 | 0.0023868 | 0.0023868 | 0.0023868 | 0.0023868 | 0.0023868 | 0.0023868 | 0.0023868 | 0.0023868 | 0.0023868 | 0.0023868 | 0.0023868 | 0.0023868 | 0.0023868 | 0.0023868 | 0.0023868 | 0.0023868 | 0.0023868 | 0.0023868 | 0.0023868 | 0.0023868 | 0.0023868 | 0.0023868 | 0.0023868 | 0.0023868 | 0.0023868 | 0.0023868 | 0.0023868 | 0.0023868 | 0.0023868 | 0.0023868 | 0.0023868 | 0.0023868 | 0.0023868 | 0.0023868 | 0.0023868 | 0.0023868 | 0.0023868 | 0.0023868 | 0.0023868 | 0.0023868 | 0.0023868 | 0.0023868 | 0.0023868 | 0.0023868 | 0.0023868 | 0.0023868 | 0.0023868 | 0.0023868 | 0.0023868 | 0.0023868 | 0.0023868 | 0.0023868 | 0.0023868 | 0.0023868 | 0.0023868 | 0.0023868 | 0.0023868 | 0.0023868 | 0.0023868 | 0.0023868 | 0.0023868 | 0.0023868 | 0.0023868 | 0.0023868 | 0.0023868 | 0.0023868 | 0.0023868 | 0.0023868 | 0.0023868 | 0.0023868 | 0.0023868 | 0.0023868 | 0.0023868 | 0.0023868 | 0.0023868 | 0.0023868 | 0.0023868 | 0.0023868 | 0.0023868 | 0.0023868 | 0.0023868 | 0.0023868 | 0.0023868 | 0.0023868 | 0.0023868 | 0.0023868 | 0.0023868 | 0.0023868 | mg/l | Halogenated organic compounds (as AOX)
| 52 | Tetrachloroethylene (PER) | mg/l | 0.00013182 | 0.00013182 | 0.00013182 | 0.00013182 | 0.00013182 | 0.00013182 | 0.00013182 | 0.00013182 | 5.9091e-05 | 5.9091e-05 | 5.9091e-05 | 5.9091e-05 | 5.9091e-05 | 5.9091e-05 | 5.9091e-05 | 5.9091e-05 | 5.9091e-05 | 5.9091e-05 | 5.9091e-05 | 5.9091e-05 | 5.9091e-05 | 5.9091e-05 | 5.9091e-05 | 5.9091e-05 | 0.00013182 | 0.00013182 | 0.00013182 | 0.00013182 | 0.00013182 | 0.00013182 | 0.00013182 | 0.00013182 | 5.9091e-05 | 5.9091e-05 | 5.9091e-05 | 5.9091e-05 | 5.9091e-05 | 5.9091e-05 | 5.9091e-05 | 5.9091e-05 | 5.9091e-05 | 5.9091e-05 | 5.9091e-05 | 5.9091e-05 | 5.9091e-05 | 5.9091e-05 | 5.9091e-05 | 5.9091e-05 | 0.00013182 | 0.00013182 | 0.00013182 | 0.00013182 | 0.00013182 | 0.00013182 | 0.00013182 | 0.00013182 | 5.9091e-05 | 5.9091e-05 | 5.9091e-05 | 5.9091e-05 | 5.9091e-05 | 5.9091e-05 | 5.9091e-05 | 5.9091e-05 | 5.9091e-05 | 5.9091e-05 | 5.9091e-05 | 5.9091e-05 | 5.9091e-05 | 5.9091e-05 | 5.9091e-05 | 5.9091e-05 | 0.00013182 | 0.00013182 | 0.00013182 | 0.00013182 | 0.00013182 | 0.00013182 | 0.00013182 | 0.00013182 | 5.9091e-05 | 5.9091e-05 | 5.9091e-05 | 5.9091e-05 | 5.9091e-05 | 5.9091e-05 | 5.9091e-05 | 5.9091e-05 | 5.9091e-05 | 5.9091e-05 | 5.9091e-05 | 5.9091e-05 | 5.9091e-05 | 5.9091e-05 | 5.9091e-05 | 5.9091e-05 | 0.00013182 | 0.00013182 | 0.00013182 | 0.00013182 | 0.00013182 | 0.00013182 | 0.00013182 | 0.00013182 | 5.9091e-05 | 5.9091e-05 | 5.9091e-05 | 5.9091e-05 | 5.9091e-05 | 5.9091e-05 | 5.9091e-05 | 5.9091e-05 | 5.9091e-05 | 5.9091e-05 | 5.9091e-05 | 5.9091e-05 | 5.9091e-05 | 5.9091e-05 | 5.9091e-05 | 5.9091e-05 | 0.00013182 | 0.00013182 | 0.00013182 | 0.00013182 | 0.00013182 | 0.00013182 | 0.00013182 | 0.00013182 | 5.9091e-05 | 5.9091e-05 | 5.9091e-05 | 5.9091e-05 | 5.9091e-05 | 5.9091e-05 | 5.9091e-05 | 5.9091e-05 | 5.9091e-05 | 5.9091e-05 | 5.9091e-05 | 5.9091e-05 | 5.9091e-05 | 5.9091e-05 | 5.9091e-05 | 5.9091e-05 | 0 | 0 | mg/l | Tetrachloroethylene (PER)
| 53 | Tetrachloromethane (TCM) | mg/l | 0 | 0 | 0 | 0 | 0 | 0 | 0 | 0 | 0 | 0 | 0 | 0 | 0 | 0 | 0 | 0 | 0 | 0 | 0 | 0 | 0 | 0 | 0 | 0 | 0 | 0 | 0 | 0 | 0 | 0 | 0 | 0 | 0 | 0 | 0 | 0 | 0 | 0 | 0 | 0 | 0 | 0 | 0 | 0 | 0 | 0 | 0 | 0 | 0 | 0 | 0 | 0 | 0 | 0 | 0 | 0 | 0 | 0 | 0 | 0 | 0 | 0 | 0 | 0 | 0 | 0 | 0 | 0 | 0 | 0 | 0 | 0 | 0 | 0 | 0 | 0 | 0 | 0 | 0 | 0 | 0 | 0 | 0 | 0 | 0 | 0 | 0 | 0 | 0 | 0 | 0 | 0 | 0 | 0 | 0 | 0 | 0 | 0 | 0 | 0 | 0 | 0 | 0 | 0 | 0 | 0 | 0 | 0 | 0 | 0 | 0 | 0 | 0 | 0 | 0 | 0 | 0 | 0 | 0 | 0 | 0 | 0 | 0 | 0 | 0 | 0 | 0 | 0 | 0 | 0 | 0 | 0 | 0 | 0 | 0 | 0 | 0 | 0 | 0 | 0 | 0 | 0 | 0 | 0 | 0 | 0 | mg/l | Tetrachloromethane (TCM)
| 57 | Trichloroethylene | mg/l | 0 | 0 | 0 | 0 | 0 | 0 | 0 | 0 | 0 | 0 | 0 | 0 | 0 | 0 | 0 | 0 | 0 | 0 | 0 | 0 | 0 | 0 | 0 | 0 | 0 | 0 | 0 | 0 | 0 | 0 | 0 | 0 | 0 | 0 | 0 | 0 | 0 | 0 | 0 | 0 | 0 | 0 | 0 | 0 | 0 | 0 | 0 | 0 | 0 | 0 | 0 | 0 | 0 | 0 | 0 | 0 | 0 | 0 | 0 | 0 | 0 | 0 | 0 | 0 | 0 | 0 | 0 | 0 | 0 | 0 | 0 | 0 | 0 | 0 | 0 | 0 | 0 | 0 | 0 | 0 | 0 | 0 | 0 | 0 | 0 | 0 | 0 | 0 | 0 | 0 | 0 | 0 | 0 | 0 | 0 | 0 | 0 | 0 | 0 | 0 | 0 | 0 | 0 | 0 | 0 | 0 | 0 | 0 | 0 | 0 | 0 | 0 | 0 | 0 | 0 | 0 | 0 | 0 | 0 | 0 | 0 | 0 | 0 | 0 | 0 | 0 | 0 | 0 | 0 | 0 | 0 | 0 | 0 | 0 | 0 | 0 | 0 | 0 | 0 | 0 | 0 | 0 | 0 | 0 | 0 | 0 | mg/l | Trichloroethylene
| 60 | Vinyl chloride | mg/l | 0 | 0 | 0 | 0 | 0 | 0 | 0 | 0 | 0 | 0 | 0 | 0 | 0 | 0 | 0 | 0 | 0 | 0 | 0 | 0 | 0 | 0 | 0 | 0 | 0 | 0 | 0 | 0 | 0 | 0 | 0 | 0 | 0 | 0 | 0 | 0 | 0 | 0 | 0 | 0 | 0 | 0 | 0 | 0 | 0 | 0 | 0 | 0 | 0 | 0 | 0 | 0 | 0 | 0 | 0 | 0 | 0 | 0 | 0 | 0 | 0 | 0 | 0 | 0 | 0 | 0 | 0 | 0 | 0 | 0 | 0 | 0 | 0 | 0 | 0 | 0 | 0 | 0 | 0 | 0 | 0 | 0 | 0 | 0 | 0 | 0 | 0 | 0 | 0 | 0 | 0 | 0 | 0 | 0 | 0 | 0 | 0 | 0 | 0 | 0 | 0 | 0 | 0 | 0 | 0 | 0 | 0 | 0 | 0 | 0 | 0 | 0 | 0 | 0 | 0 | 0 | 0 | 0 | 0 | 0 | 0 | 0 | 0 | 0 | 0 | 0 | 0 | 0 | 0 | 0 | 0 | 0 | 0 | 0 | 0 | 0 | 0 | 0 | 0 | 0 | 0 | 0 | 0 | 0 | 0 | 0 | mg/l | Vinyl chloride
| 34 | 1,2-dichloroethane (EDC) | mg/l | 0 | 0 | 0 | 0 | 0 | 0 | 0 | 0 | 0 | 0 | 0 | 0 | 0 | 0 | 0 | 0 | 0 | 0 | 0 | 0 | 0 | 0 | 0 | 0 | 0 | 0 | 0 | 0 | 0 | 0 | 0 | 0 | 0 | 0 | 0 | 0 | 0 | 0 | 0 | 0 | 0 | 0 | 0 | 0 | 0 | 0 | 0 | 0 | 0 | 0 | 0 | 0 | 0 | 0 | 0 | 0 | 0 | 0 | 0 | 0 | 0 | 0 | 0 | 0 | 0 | 0 | 0 | 0 | 0 | 0 | 0 | 0 | 0 | 0 | 0 | 0 | 0 | 0 | 0 | 0 | 0 | 0 | 0 | 0 | 0 | 0 | 0 | 0 | 0 | 0 | 0 | 0 | 0 | 0 | 0 | 0 | 0 | 0 | 0 | 0 | 0 | 0 | 0 | 0 | 0 | 0 | 0 | 0 | 0 | 0 | 0 | 0 | 0 | 0 | 0 | 0 | 0 | 0 | 0 | 0 | 0 | 0 | 0 | 0 | 0 | 0 | 0 | 0 | 0 | 0 | 0 | 0 | 0 | 0 | 0 | 0 | 0 | 0 | 0 | 0 | 0 | 0 | 0 | 0 | 0 | 0 | mg/l | 1,2-dichloroethane (EDC)
| 35 | Dichloromethane (DCM) | mg/l | 0.00071818 | 0.00071818 | 0.00071818 | 0.00071818 | 0.00071818 | 0.00071818 | 0.00071818 | 0.00071818 | 4.5455e-05 | 4.5455e-05 | 4.5455e-05 | 4.5455e-05 | 4.5455e-05 | 4.5455e-05 | 4.5455e-05 | 4.5455e-05 | 4.5455e-05 | 4.5455e-05 | 4.5455e-05 | 4.5455e-05 | 4.5455e-05 | 4.5455e-05 | 4.5455e-05 | 4.5455e-05 | 0.00071818 | 0.00071818 | 0.00071818 | 0.00071818 | 0.00071818 | 0.00071818 | 0.00071818 | 0.00071818 | 4.5455e-05 | 4.5455e-05 | 4.5455e-05 | 4.5455e-05 | 4.5455e-05 | 4.5455e-05 | 4.5455e-05 | 4.5455e-05 | 4.5455e-05 | 4.5455e-05 | 4.5455e-05 | 4.5455e-05 | 4.5455e-05 | 4.5455e-05 | 4.5455e-05 | 4.5455e-05 | 0.00071818 | 0.00071818 | 0.00071818 | 0.00071818 | 0.00071818 | 0.00071818 | 0.00071818 | 0.00071818 | 4.5455e-05 | 4.5455e-05 | 4.5455e-05 | 4.5455e-05 | 4.5455e-05 | 4.5455e-05 | 4.5455e-05 | 4.5455e-05 | 4.5455e-05 | 4.5455e-05 | 4.5455e-05 | 4.5455e-05 | 4.5455e-05 | 4.5455e-05 | 4.5455e-05 | 4.5455e-05 | 0.00071818 | 0.00071818 | 0.00071818 | 0.00071818 | 0.00071818 | 0.00071818 | 0.00071818 | 0.00071818 | 4.5455e-05 | 4.5455e-05 | 4.5455e-05 | 4.5455e-05 | 4.5455e-05 | 4.5455e-05 | 4.5455e-05 | 4.5455e-05 | 4.5455e-05 | 4.5455e-05 | 4.5455e-05 | 4.5455e-05 | 4.5455e-05 | 4.5455e-05 | 4.5455e-05 | 4.5455e-05 | 0.00071818 | 0.00071818 | 0.00071818 | 0.00071818 | 0.00071818 | 0.00071818 | 0.00071818 | 0.00071818 | 4.5455e-05 | 4.5455e-05 | 4.5455e-05 | 4.5455e-05 | 4.5455e-05 | 4.5455e-05 | 4.5455e-05 | 4.5455e-05 | 4.5455e-05 | 4.5455e-05 | 4.5455e-05 | 4.5455e-05 | 4.5455e-05 | 4.5455e-05 | 4.5455e-05 | 4.5455e-05 | 0.00071818 | 0.00071818 | 0.00071818 | 0.00071818 | 0.00071818 | 0.00071818 | 0.00071818 | 0.00071818 | 4.5455e-05 | 4.5455e-05 | 4.5455e-05 | 4.5455e-05 | 4.5455e-05 | 4.5455e-05 | 4.5455e-05 | 4.5455e-05 | 4.5455e-05 | 4.5455e-05 | 4.5455e-05 | 4.5455e-05 | 4.5455e-05 | 4.5455e-05 | 4.5455e-05 | 4.5455e-05 | 0.00012 | 0.00012 | mg/l | Dichloromethane (DCM)
| 71 | Phenols (as total C) | mg/l | 0.040598 | 0.040598 | 0.040598 | 0.040598 | 0.040598 | 0.040598 | 0.040598 | 0.040598 | 0.00090978 | 0.00090978 | 0.00090978 | 0.00090978 | 0.00090978 | 0.00090978 | 0.00090978 | 0.00090978 | 0.00090978 | 0.00090978 | 0.00090978 | 0.00090978 | 0.00090978 | 0.00090978 | 0.00090978 | 0.00090978 | 0.040598 | 0.040598 | 0.040598 | 0.040598 | 0.040598 | 0.040598 | 0.040598 | 0.040598 | 0.00090978 | 0.00090978 | 0.00090978 | 0.00090978 | 0.00090978 | 0.00090978 | 0.00090978 | 0.00090978 | 0.00090978 | 0.00090978 | 0.00090978 | 0.00090978 | 0.00090978 | 0.00090978 | 0.00090978 | 0.00090978 | 0.021145 | 0.021145 | 0.021145 | 0.021145 | 0.021145 | 0.021145 | 0.021145 | 0.021145 | 0.00090978 | 0.00090978 | 0.00090978 | 0.00090978 | 0.00090978 | 0.00090978 | 0.00090978 | 0.00090978 | 0.00090978 | 0.00090978 | 0.00090978 | 0.00090978 | 0.00090978 | 0.00090978 | 0.00090978 | 0.00090978 | 0.021145 | 0.021145 | 0.021145 | 0.021145 | 0.021145 | 0.021145 | 0.021145 | 0.021145 | 0.00090978 | 0.00090978 | 0.00090978 | 0.00090978 | 0.00090978 | 0.00090978 | 0.00090978 | 0.00090978 | 0.00090978 | 0.00090978 | 0.00090978 | 0.00090978 | 0.00090978 | 0.00090978 | 0.00090978 | 0.00090978 | 0.048411 | 0.048411 | 0.048411 | 0.048411 | 0.048411 | 0.048411 | 0.048411 | 0.048411 | 0.00090978 | 0.00090978 | 0.00090978 | 0.00090978 | 0.00090978 | 0.00090978 | 0.00090978 | 0.00090978 | 0.00090978 | 0.00090978 | 0.00090978 | 0.00090978 | 0.00090978 | 0.00090978 | 0.00090978 | 0.00090978 | 0.048411 | 0.048411 | 0.048411 | 0.048411 | 0.048411 | 0.048411 | 0.048411 | 0.048411 | 0.00090978 | 0.00090978 | 0.00090978 | 0.00090978 | 0.00090978 | 0.00090978 | 0.00090978 | 0.00090978 | 0.00090978 | 0.00090978 | 0.00090978 | 0.00090978 | 0.00090978 | 0.00090978 | 0.00090978 | 0.00090978 | 0.080866 | 0.080866 | mg/l | Phenols (as total C)
| 87 | Octylphenols and Octylphenol Ethoxylates | mg/l | 0 | 0 | 0 | 0 | 0 | 0 | 0 | 0 | 0 | 0 | 0 | 0 | 0 | 0 | 0 | 0 | 0 | 0 | 0 | 0 | 0 | 0 | 0 | 0 | 0 | 0 | 0 | 0 | 0 | 0 | 0 | 0 | 0 | 0 | 0 | 0 | 0 | 0 | 0 | 0 | 0 | 0 | 0 | 0 | 0 | 0 | 0 | 0 | 0 | 0 | 0 | 0 | 0 | 0 | 0 | 0 | 0 | 0 | 0 | 0 | 0 | 0 | 0 | 0 | 0 | 0 | 0 | 0 | 0 | 0 | 0 | 0 | 0 | 0 | 0 | 0 | 0 | 0 | 0 | 0 | 0 | 0 | 0 | 0 | 0 | 0 | 0 | 0 | 0 | 0 | 0 | 0 | 0 | 0 | 0 | 0 | 0 | 0 | 0 | 0 | 0 | 0 | 0 | 0 | 0 | 0 | 0 | 0 | 0 | 0 | 0 | 0 | 0 | 0 | 0 | 0 | 0 | 0 | 0 | 0 | 0 | 0 | 0 | 0 | 0 | 0 | 0 | 0 | 0 | 0 | 0 | 0 | 0 | 0 | 0 | 0 | 0 | 0 | 0 | 0 | 0 | 0 | 0 | 0 | 0 | 0 | mg/l | Octylphenols and Octylphenol Ethoxylates
| 64 | Nonylphenol and Nonylphenol ethoxylates (NP/NPEs) | mg/l | 0 | 0 | 0 | 0 | 0 | 0 | 0 | 0 | 8.2955e-05 | 8.2955e-05 | 8.2955e-05 | 8.2955e-05 | 8.2955e-05 | 8.2955e-05 | 8.2955e-05 | 8.2955e-05 | 8.2955e-05 | 8.2955e-05 | 8.2955e-05 | 8.2955e-05 | 8.2955e-05 | 8.2955e-05 | 8.2955e-05 | 8.2955e-05 | 0 | 0 | 0 | 0 | 0 | 0 | 0 | 0 | 8.2955e-05 | 8.2955e-05 | 8.2955e-05 | 8.2955e-05 | 8.2955e-05 | 8.2955e-05 | 8.2955e-05 | 8.2955e-05 | 8.2955e-05 | 8.2955e-05 | 8.2955e-05 | 8.2955e-05 | 8.2955e-05 | 8.2955e-05 | 8.2955e-05 | 8.2955e-05 | 0 | 0 | 0 | 0 | 0 | 0 | 0 | 0 | 8.2955e-05 | 8.2955e-05 | 8.2955e-05 | 8.2955e-05 | 8.2955e-05 | 8.2955e-05 | 8.2955e-05 | 8.2955e-05 | 8.2955e-05 | 8.2955e-05 | 8.2955e-05 | 8.2955e-05 | 8.2955e-05 | 8.2955e-05 | 8.2955e-05 | 8.2955e-05 | 0 | 0 | 0 | 0 | 0 | 0 | 0 | 0 | 8.2955e-05 | 8.2955e-05 | 8.2955e-05 | 8.2955e-05 | 8.2955e-05 | 8.2955e-05 | 8.2955e-05 | 8.2955e-05 | 8.2955e-05 | 8.2955e-05 | 8.2955e-05 | 8.2955e-05 | 8.2955e-05 | 8.2955e-05 | 8.2955e-05 | 8.2955e-05 | 0 | 0 | 0 | 0 | 0 | 0 | 0 | 0 | 8.2955e-05 | 8.2955e-05 | 8.2955e-05 | 8.2955e-05 | 8.2955e-05 | 8.2955e-05 | 8.2955e-05 | 8.2955e-05 | 8.2955e-05 | 8.2955e-05 | 8.2955e-05 | 8.2955e-05 | 8.2955e-05 | 8.2955e-05 | 8.2955e-05 | 8.2955e-05 | 0 | 0 | 0 | 0 | 0 | 0 | 0 | 0 | 8.2955e-05 | 8.2955e-05 | 8.2955e-05 | 8.2955e-05 | 8.2955e-05 | 8.2955e-05 | 8.2955e-05 | 8.2955e-05 | 8.2955e-05 | 8.2955e-05 | 8.2955e-05 | 8.2955e-05 | 8.2955e-05 | 8.2955e-05 | 8.2955e-05 | 8.2955e-05 | 0.0010889 | 0.0010889 | mg/l | Nonylphenol and Nonylphenol ethoxylates (NP/NPEs)
| 54 | Trichlorobenzenes (TCBs) (all isomers) | mg/l | 0 | 0 | 0 | 0 | 0 | 0 | 0 | 0 | 0 | 0 | 0 | 0 | 0 | 0 | 0 | 0 | 0 | 0 | 0 | 0 | 0 | 0 | 0 | 0 | 0 | 0 | 0 | 0 | 0 | 0 | 0 | 0 | 0 | 0 | 0 | 0 | 0 | 0 | 0 | 0 | 0 | 0 | 0 | 0 | 0 | 0 | 0 | 0 | 0 | 0 | 0 | 0 | 0 | 0 | 0 | 0 | 0 | 0 | 0 | 0 | 0 | 0 | 0 | 0 | 0 | 0 | 0 | 0 | 0 | 0 | 0 | 0 | 0 | 0 | 0 | 0 | 0 | 0 | 0 | 0 | 0 | 0 | 0 | 0 | 0 | 0 | 0 | 0 | 0 | 0 | 0 | 0 | 0 | 0 | 0 | 0 | 0 | 0 | 0 | 0 | 0 | 0 | 0 | 0 | 0 | 0 | 0 | 0 | 0 | 0 | 0 | 0 | 0 | 0 | 0 | 0 | 0 | 0 | 0 | 0 | 0 | 0 | 0 | 0 | 0 | 0 | 0 | 0 | 0 | 0 | 0 | 0 | 0 | 0 | 0 | 0 | 0 | 0 | 0 | 0 | 0 | 0 | 0 | 0 | 0 | 0 | mg/l | Trichlorobenzenes (TCBs) (all isomers)
| 49 | Pentachlorophenol (PCP) | mg/l | 0 | 0 | 0 | 0 | 0 | 0 | 0 | 0 | 0 | 0 | 0 | 0 | 0 | 0 | 0 | 0 | 0 | 0 | 0 | 0 | 0 | 0 | 0 | 0 | 0 | 0 | 0 | 0 | 0 | 0 | 0 | 0 | 0 | 0 | 0 | 0 | 0 | 0 | 0 | 0 | 0 | 0 | 0 | 0 | 0 | 0 | 0 | 0 | 0 | 0 | 0 | 0 | 0 | 0 | 0 | 0 | 0 | 0 | 0 | 0 | 0 | 0 | 0 | 0 | 0 | 0 | 0 | 0 | 0 | 0 | 0 | 0 | 0 | 0 | 0 | 0 | 0 | 0 | 0 | 0 | 0 | 0 | 0 | 0 | 0 | 0 | 0 | 0 | 0 | 0 | 0 | 0 | 0 | 0 | 0 | 0 | 0 | 0 | 0 | 0 | 0 | 0 | 0 | 0 | 0 | 0 | 0 | 0 | 0 | 0 | 0 | 0 | 0 | 0 | 0 | 0 | 0 | 0 | 0 | 0 | 0 | 0 | 0 | 0 | 0 | 0 | 0 | 0 | 0 | 0 | 0 | 0 | 0 | 0 | 0 | 0 | 0 | 0 | 0 | 0 | 0 | 0 | 0 | 0 | 0 | 0 | mg/l | Pentachlorophenol (PCP)
| 48 | Pentachlorobenzene | mg/l | 0 | 0 | 0 | 0 | 0 | 0 | 0 | 0 | 0 | 0 | 0 | 0 | 0 | 0 | 0 | 0 | 0 | 0 | 0 | 0 | 0 | 0 | 0 | 0 | 0 | 0 | 0 | 0 | 0 | 0 | 0 | 0 | 0 | 0 | 0 | 0 | 0 | 0 | 0 | 0 | 0 | 0 | 0 | 0 | 0 | 0 | 0 | 0 | 0 | 0 | 0 | 0 | 0 | 0 | 0 | 0 | 0 | 0 | 0 | 0 | 0 | 0 | 0 | 0 | 0 | 0 | 0 | 0 | 0 | 0 | 0 | 0 | 0 | 0 | 0 | 0 | 0 | 0 | 0 | 0 | 0 | 0 | 0 | 0 | 0 | 0 | 0 | 0 | 0 | 0 | 0 | 0 | 0 | 0 | 0 | 0 | 0 | 0 | 0 | 0 | 0 | 0 | 0 | 0 | 0 | 0 | 0 | 0 | 0 | 0 | 0 | 0 | 0 | 0 | 0 | 0 | 0 | 0 | 0 | 0 | 0 | 0 | 0 | 0 | 0 | 0 | 0 | 0 | 0 | 0 | 0 | 0 | 0 | 0 | 0 | 0 | 0 | 0 | 0 | 0 | 0 | 0 | 0 | 0 | 0 | 0 | mg/l | Pentachlorobenzene
| 62 | Benzene as BTEX | mg/l | 0 | 0 | 0 | 0 | 0 | 0 | 0 | 0 | 1.6818e-05 | 1.6818e-05 | 1.6818e-05 | 1.6818e-05 | 1.6818e-05 | 1.6818e-05 | 1.6818e-05 | 1.6818e-05 | 1.6818e-05 | 1.6818e-05 | 1.6818e-05 | 1.6818e-05 | 1.6818e-05 | 1.6818e-05 | 1.6818e-05 | 1.6818e-05 | 0 | 0 | 0 | 0 | 0 | 0 | 0 | 0 | 1.6818e-05 | 1.6818e-05 | 1.6818e-05 | 1.6818e-05 | 1.6818e-05 | 1.6818e-05 | 1.6818e-05 | 1.6818e-05 | 1.6818e-05 | 1.6818e-05 | 1.6818e-05 | 1.6818e-05 | 1.6818e-05 | 1.6818e-05 | 1.6818e-05 | 1.6818e-05 | 0 | 0 | 0 | 0 | 0 | 0 | 0 | 0 | 1.6818e-05 | 1.6818e-05 | 1.6818e-05 | 1.6818e-05 | 1.6818e-05 | 1.6818e-05 | 1.6818e-05 | 1.6818e-05 | 1.6818e-05 | 1.6818e-05 | 1.6818e-05 | 1.6818e-05 | 1.6818e-05 | 1.6818e-05 | 1.6818e-05 | 1.6818e-05 | 0 | 0 | 0 | 0 | 0 | 0 | 0 | 0 | 1.6818e-05 | 1.6818e-05 | 1.6818e-05 | 1.6818e-05 | 1.6818e-05 | 1.6818e-05 | 1.6818e-05 | 1.6818e-05 | 1.6818e-05 | 1.6818e-05 | 1.6818e-05 | 1.6818e-05 | 1.6818e-05 | 1.6818e-05 | 1.6818e-05 | 1.6818e-05 | 0.000355 | 0.000355 | 0.000355 | 0.000355 | 0.000355 | 0.000355 | 0.000355 | 0.000355 | 1.6818e-05 | 1.6818e-05 | 1.6818e-05 | 1.6818e-05 | 1.6818e-05 | 1.6818e-05 | 1.6818e-05 | 1.6818e-05 | 1.6818e-05 | 1.6818e-05 | 1.6818e-05 | 1.6818e-05 | 1.6818e-05 | 1.6818e-05 | 1.6818e-05 | 1.6818e-05 | 0.000355 | 0.000355 | 0.000355 | 0.000355 | 0.000355 | 0.000355 | 0.000355 | 0.000355 | 1.6818e-05 | 1.6818e-05 | 1.6818e-05 | 1.6818e-05 | 1.6818e-05 | 1.6818e-05 | 1.6818e-05 | 1.6818e-05 | 1.6818e-05 | 1.6818e-05 | 1.6818e-05 | 1.6818e-05 | 1.6818e-05 | 1.6818e-05 | 1.6818e-05 | 1.6818e-05 | 0.000166 | 0.000166 | mg/l | Benzene as BTEX
| 73 | Toluene as BTEX | mg/l | 0.0073033 | 0.0073033 | 0.0073033 | 0.0073033 | 0.0073033 | 0.0073033 | 0.0073033 | 0.0073033 | 0.00049325 | 0.00049325 | 0.00049325 | 0.00049325 | 0.003625 | 0.003625 | 0.003625 | 0.003625 | 0.00049325 | 0.00049325 | 0.00049325 | 0.00049325 | 0.00049325 | 0.00049325 | 0.00049325 | 0.00049325 | 0.0073033 | 0.0073033 | 0.0073033 | 0.0073033 | 0.0073033 | 0.0073033 | 0.0073033 | 0.0073033 | 0.00049325 | 0.00049325 | 0.00049325 | 0.00049325 | 0.003625 | 0.003625 | 0.003625 | 0.003625 | 0.00049325 | 0.00049325 | 0.00049325 | 0.00049325 | 0.00049325 | 0.00049325 | 0.00049325 | 0.00049325 | 0.0019725 | 0.0019725 | 0.0019725 | 0.0019725 | 0.0019725 | 0.0019725 | 0.0019725 | 0.0019725 | 0.00049325 | 0.00049325 | 0.00049325 | 0.003625 | 0.003625 | 0.003625 | 0.003625 | 0.003625 | 0.00049325 | 0.00049325 | 0.00049325 | 0.00049325 | 0.00049325 | 0.00049325 | 0.00049325 | 0.00049325 | 0.0019725 | 0.0019725 | 0.0019725 | 0.0019725 | 0.0019725 | 0.0019725 | 0.0019725 | 0.0019725 | 0.00049325 | 0.00049325 | 0.00049325 | 0.00049325 | 0.003625 | 0.003625 | 0.003625 | 0.003625 | 0.00049325 | 0.00049325 | 0.00049325 | 0.00049325 | 0.00049325 | 0.00049325 | 0.00049325 | 0.00049325 | 0.075965 | 0.075965 | 0.075965 | 0.075965 | 0.075965 | 0.075965 | 0.075965 | 0.075965 | 0.00049325 | 0.00049325 | 0.00049325 | 0.00049325 | 0.003625 | 0.003625 | 0.003625 | 0.003625 | 0.00049325 | 0.00049325 | 0.00049325 | 0.00049325 | 0.00049325 | 0.00049325 | 0.00049325 | 0.00049325 | 0.075965 | 0.075965 | 0.075965 | 0.075965 | 0.075965 | 0.075965 | 0.075965 | 0.075965 | 0.00049325 | 0.00049325 | 0.00049325 | 0.00049325 | 0.003625 | 0.003625 | 0.003625 | 0.003625 | 0.00049325 | 0.00049325 | 0.00049325 | 0.00049325 | 0.00049325 | 0.00049325 | 0.00049325 | 0.00049325 | 0.013923 | 0.013923 | mg/l | Toluene as BTEX
| 78 | Xylenes (total mass of ortho, para and meta-xylene)BTEX | mg/l | 0 | 0 | 0 | 0 | 0 | 0 | 0 | 0 | 0.00011591 | 0.00011591 | 0.00011591 | 0.00011591 | 0.00011591 | 0.00011591 | 0.00011591 | 0.00011591 | 0.00011591 | 0.00011591 | 0.00011591 | 0.00011591 | 0.00011591 | 0.00011591 | 0.00011591 | 0.00011591 | 0 | 0 | 0 | 0 | 0 | 0 | 0 | 0 | 0.00011591 | 0.00011591 | 0.00011591 | 0.00011591 | 0.00011591 | 0.00011591 | 0.00011591 | 0.00011591 | 0.00011591 | 0.00011591 | 0.00011591 | 0.00011591 | 0.00011591 | 0.00011591 | 0.00011591 | 0.00011591 | 5e-05 | 5e-05 | 5e-05 | 5e-05 | 5e-05 | 5e-05 | 5e-05 | 5e-05 | 0.00011591 | 0.00011591 | 0.00011591 | 0.00011591 | 0.00011591 | 0.00011591 | 0.00011591 | 0.00011591 | 0.00011591 | 0.00011591 | 0.00011591 | 0.00011591 | 0.00011591 | 0.00011591 | 0.00011591 | 0.00011591 | 5e-05 | 5e-05 | 5e-05 | 5e-05 | 5e-05 | 5e-05 | 5e-05 | 5e-05 | 0.00011591 | 0.00011591 | 0.00011591 | 0.00011591 | 0.00011591 | 0.00011591 | 0.00011591 | 0.00011591 | 0.00011591 | 0.00011591 | 0.00011591 | 0.00011591 | 0.00011591 | 0.00011591 | 0.00011591 | 0.00011591 | 0.0025275 | 0.0025275 | 0.0025275 | 0.0025275 | 0.0025275 | 0.0025275 | 0.0025275 | 0.0025275 | 0.00011591 | 0.00011591 | 0.00011591 | 0.00011591 | 0.00011591 | 0.00011591 | 0.00011591 | 0.00011591 | 0.00011591 | 0.00011591 | 0.00011591 | 0.00011591 | 0.00011591 | 0.00011591 | 0.00011591 | 0.00011591 | 0.0025275 | 0.0025275 | 0.0025275 | 0.0025275 | 0.0025275 | 0.0025275 | 0.0025275 | 0.0025275 | 0.00011591 | 0.00011591 | 0.00011591 | 0.00011591 | 0.00011591 | 0.00011591 | 0.00011591 | 0.00011591 | 0.00011591 | 0.00011591 | 0.00011591 | 0.00011591 | 0.00011591 | 0.00011591 | 0.00011591 | 0.00011591 | 0.001588 | 0.001588 | mg/l | Xylenes (total mass of ortho, para and meta-xylene)BTEX
| 65 | Ethyl benzene (BTEX) | mg/l | 0 | 0 | 0 | 0 | 0 | 0 | 0 | 0 | 1.6591e-05 | 1.6591e-05 | 1.6591e-05 | 1.6591e-05 | 1.6591e-05 | 1.6591e-05 | 1.6591e-05 | 1.6591e-05 | 1.6591e-05 | 1.6591e-05 | 1.6591e-05 | 1.6591e-05 | 1.6591e-05 | 1.6591e-05 | 1.6591e-05 | 1.6591e-05 | 0 | 0 | 0 | 0 | 0 | 0 | 0 | 0 | 1.6591e-05 | 1.6591e-05 | 1.6591e-05 | 1.6591e-05 | 1.6591e-05 | 1.6591e-05 | 1.6591e-05 | 1.6591e-05 | 1.6591e-05 | 1.6591e-05 | 1.6591e-05 | 1.6591e-05 | 1.6591e-05 | 1.6591e-05 | 1.6591e-05 | 1.6591e-05 | 0 | 0 | 0 | 0 | 0 | 0 | 0 | 0 | 1.6591e-05 | 1.6591e-05 | 1.6591e-05 | 1.6591e-05 | 1.6591e-05 | 1.6591e-05 | 1.6591e-05 | 1.6591e-05 | 1.6591e-05 | 1.6591e-05 | 1.6591e-05 | 1.6591e-05 | 1.6591e-05 | 1.6591e-05 | 1.6591e-05 | 1.6591e-05 | 0 | 0 | 0 | 0 | 0 | 0 | 0 | 0 | 1.6591e-05 | 1.6591e-05 | 1.6591e-05 | 1.6591e-05 | 1.6591e-05 | 1.6591e-05 | 1.6591e-05 | 1.6591e-05 | 1.6591e-05 | 1.6591e-05 | 1.6591e-05 | 1.6591e-05 | 1.6591e-05 | 1.6591e-05 | 1.6591e-05 | 1.6591e-05 | 0.0004675 | 0.0004675 | 0.0004675 | 0.0004675 | 0.0004675 | 0.0004675 | 0.0004675 | 0.0004675 | 1.6591e-05 | 1.6591e-05 | 1.6591e-05 | 1.6591e-05 | 1.6591e-05 | 1.6591e-05 | 1.6591e-05 | 1.6591e-05 | 1.6591e-05 | 1.6591e-05 | 1.6591e-05 | 1.6591e-05 | 1.6591e-05 | 1.6591e-05 | 1.6591e-05 | 1.6591e-05 | 0.0004675 | 0.0004675 | 0.0004675 | 0.0004675 | 0.0004675 | 0.0004675 | 0.0004675 | 0.0004675 | 1.6591e-05 | 1.6591e-05 | 1.6591e-05 | 1.6591e-05 | 1.6591e-05 | 1.6591e-05 | 1.6591e-05 | 1.6591e-05 | 1.6591e-05 | 1.6591e-05 | 1.6591e-05 | 1.6591e-05 | 1.6591e-05 | 1.6591e-05 | 1.6591e-05 | 1.6591e-05 | 0.00011444 | 0.00011444 | mg/l | Ethyl benzene (BTEX)
| 70 | Di(2-ethylhexyl)phthalate | mg/l | 0.0089655 | 0.0089655 | 0.0089655 | 0.0089655 | 0.0089655 | 0.0089655 | 0.0089655 | 0.0089655 | 0.00091727 | 0.00091727 | 0.00091727 | 0.00091727 | 0.00091727 | 0.00091727 | 0.00091727 | 0.00091727 | 0.00091727 | 0.00091727 | 0.00091727 | 0.00091727 | 0.00091727 | 0.00091727 | 0.00091727 | 0.00091727 | 0.0089655 | 0.0089655 | 0.0089655 | 0.0089655 | 0.0089655 | 0.0089655 | 0.0089655 | 0.0089655 | 0.00091727 | 0.00091727 | 0.00091727 | 0.00091727 | 0.00091727 | 0.00091727 | 0.00091727 | 0.00091727 | 0.00091727 | 0.00091727 | 0.00091727 | 0.00091727 | 0.00091727 | 0.00091727 | 0.00091727 | 0.00091727 | 0.0089655 | 0.0089655 | 0.0089655 | 0.0089655 | 0.0089655 | 0.0089655 | 0.0089655 | 0.0089655 | 0.00091727 | 0.00091727 | 0.00091727 | 0.00091727 | 0.00091727 | 0.00091727 | 0.00091727 | 0.00091727 | 0.00091727 | 0.00091727 | 0.00091727 | 0.00091727 | 0.00091727 | 0.00091727 | 0.00091727 | 0.00091727 | 0.0089655 | 0.0089655 | 0.0089655 | 0.0089655 | 0.0089655 | 0.0089655 | 0.0089655 | 0.0089655 | 0.00091727 | 0.00091727 | 0.00091727 | 0.00091727 | 0.00091727 | 0.00091727 | 0.00091727 | 0.00091727 | 0.00091727 | 0.00091727 | 0.00091727 | 0.00091727 | 0.00091727 | 0.00091727 | 0.00091727 | 0.00091727 | 0.0089655 | 0.0089655 | 0.0089655 | 0.0089655 | 0.0089655 | 0.0089655 | 0.0089655 | 0.0089655 | 0.00091727 | 0.00091727 | 0.00091727 | 0.00091727 | 0.00091727 | 0.00091727 | 0.00091727 | 0.00091727 | 0.00091727 | 0.00091727 | 0.00091727 | 0.00091727 | 0.00091727 | 0.00091727 | 0.00091727 | 0.00091727 | 0.0089655 | 0.0089655 | 0.0089655 | 0.0089655 | 0.0089655 | 0.0089655 | 0.0089655 | 0.0089655 | 0.00091727 | 0.00091727 | 0.00091727 | 0.00091727 | 0.00091727 | 0.00091727 | 0.00091727 | 0.00091727 | 0.00091727 | 0.00091727 | 0.00091727 | 0.00091727 | 0.00091727 | 0.00091727 | 0.00091727 | 0.00091727 | 0.00296 | 0.00296 | mg/l | Di(2-ethylhexyl)phthalate
| 59 | Toxaphene | mg/l | 0 | 0 | 0 | 0 | 0 | 0 | 0 | 0 | 0 | 0 | 0 | 0 | 0 | 0 | 0 | 0 | 0 | 0 | 0 | 0 | 0 | 0 | 0 | 0 | 0 | 0 | 0 | 0 | 0 | 0 | 0 | 0 | 0 | 0 | 0 | 0 | 0 | 0 | 0 | 0 | 0 | 0 | 0 | 0 | 0 | 0 | 0 | 0 | 0 | 0 | 0 | 0 | 0 | 0 | 0 | 0 | 0 | 0 | 0 | 0 | 0 | 0 | 0 | 0 | 0 | 0 | 0 | 0 | 0 | 0 | 0 | 0 | 0 | 0 | 0 | 0 | 0 | 0 | 0 | 0 | 0 | 0 | 0 | 0 | 0 | 0 | 0 | 0 | 0 | 0 | 0 | 0 | 0 | 0 | 0 | 0 | 0 | 0 | 0 | 0 | 0 | 0 | 0 | 0 | 0 | 0 | 0 | 0 | 0 | 0 | 0 | 0 | 0 | 0 | 0 | 0 | 0 | 0 | 0 | 0 | 0 | 0 | 0 | 0 | 0 | 0 | 0 | 0 | 0 | 0 | 0 | 0 | 0 | 0 | 0 | 0 | 0 | 0 | 0 | 0 | 0 | 0 | 0 | 0 | 0 | 0 | mg/l | Toxaphene
| 90 | Hexabromobiphenyl | mg/l | 0 | 0 | 0 | 0 | 0 | 0 | 0 | 0 | 0 | 0 | 0 | 0 | 0 | 0 | 0 | 0 | 0 | 0 | 0 | 0 | 0 | 0 | 0 | 0 | 0 | 0 | 0 | 0 | 0 | 0 | 0 | 0 | 0 | 0 | 0 | 0 | 0 | 0 | 0 | 0 | 0 | 0 | 0 | 0 | 0 | 0 | 0 | 0 | 0 | 0 | 0 | 0 | 0 | 0 | 0 | 0 | 0 | 0 | 0 | 0 | 0 | 0 | 0 | 0 | 0 | 0 | 0 | 0 | 0 | 0 | 0 | 0 | 0 | 0 | 0 | 0 | 0 | 0 | 0 | 0 | 0 | 0 | 0 | 0 | 0 | 0 | 0 | 0 | 0 | 0 | 0 | 0 | 0 | 0 | 0 | 0 | 0 | 0 | 0 | 0 | 0 | 0 | 0 | 0 | 0 | 0 | 0 | 0 | 0 | 0 | 0 | 0 | 0 | 0 | 0 | 0 | 0 | 0 | 0 | 0 | 0 | 0 | 0 | 0 | 0 | 0 | 0 | 0 | 0 | 0 | 0 | 0 | 0 | 0 | 0 | 0 | 0 | 0 | 0 | 0 | 0 | 0 | 0 | 0 | 0 | 0 | mg/l | Hexabromobiphenyl
| 63 | Brominated diphenylethers (PBDE) | mg/l | 0 | 0 | 0 | 0 | 0 | 0 | 0 | 0 | 0 | 0 | 0 | 0 | 0 | 0 | 0 | 0 | 0 | 0 | 0 | 0 | 0 | 0 | 0 | 0 | 0 | 0 | 0 | 0 | 0 | 0 | 0 | 0 | 0 | 0 | 0 | 0 | 0 | 0 | 0 | 0 | 0 | 0 | 0 | 0 | 0 | 0 | 0 | 0 | 0 | 0 | 0 | 0 | 0 | 0 | 0 | 0 | 0 | 0 | 0 | 0 | 0 | 0 | 0 | 0 | 0 | 0 | 0 | 0 | 0 | 0 | 0 | 0 | 0 | 0 | 0 | 0 | 0 | 0 | 0 | 0 | 0 | 0 | 0 | 0 | 0 | 0 | 0 | 0 | 0 | 0 | 0 | 0 | 0 | 0 | 0 | 0 | 0 | 0 | 0 | 0 | 0 | 0 | 0 | 0 | 0 | 0 | 0 | 0 | 0 | 0 | 0 | 0 | 0 | 0 | 0 | 0 | 0 | 0 | 0 | 0 | 0 | 0 | 0 | 0 | 0 | 0 | 0 | 0 | 0 | 0 | 0 | 0 | 0 | 0 | 0 | 0 | 0 | 0 | 0 | 0 | 0 | 0 | 0 | 0 | 0 | 0 | mg/l | Brominated diphenylethers (PBDE)
| N/A | Total Hardness (mg/l CaCO3) | mg/l | 444.4167 | 444.4167 | 444.4167 | 444.4167 | 444.4167 | 444.4167 | 444.4167 | 444.4167 | 428.8125 | 428.8125 | 428.8125 | 428.8125 | 428.8125 | 428.8125 | 428.8125 | 428.8125 | 428.8125 | 428.8125 | 428.8125 | 428.8125 | 428.8125 | 428.8125 | 428.8125 | 428.8125 | 183 | 183 | 183 | 183 | 183 | 183 | 183 | 183 | 201.75 | 201.75 | 201.75 | 201.75 | 201.75 | 201.75 | 201.75 | 201.75 | 201.75 | 201.75 | 201.75 | 201.75 | 201.75 | 201.75 | 201.75 | 201.75 | 269.25 | 269.25 | 269.25 | 269.25 | 269.25 | 269.25 | 269.25 | 269.25 | 214.9091 | 214.9091 | 214.9091 | 214.9091 | 214.9091 | 214.9091 | 214.9091 | 214.9091 | 214.9091 | 214.9091 | 214.9091 | 214.9091 | 214.9091 | 214.9091 | 214.9091 | 214.9091 | 444.4167 | 444.4167 | 444.4167 | 444.4167 | 444.4167 | 444.4167 | 444.4167 | 444.4167 | 428.8125 | 428.8125 | 428.8125 | 428.8125 | 428.8125 | 428.8125 | 428.8125 | 428.8125 | 428.8125 | 428.8125 | 428.8125 | 428.8125 | 428.8125 | 428.8125 | 428.8125 | 428.8125 | 444.4167 | 444.4167 | 444.4167 | 444.4167 | 444.4167 | 444.4167 | 444.4167 | 444.4167 | 428.8125 | 428.8125 | 428.8125 | 428.8125 | 428.8125 | 428.8125 | 428.8125 | 428.8125 | 428.8125 | 428.8125 | 428.8125 | 428.8125 | 428.8125 | 428.8125 | 428.8125 | 428.8125 | 269.25 | 269.25 | 269.25 | 269.25 | 269.25 | 269.25 | 269.25 | 269.25 | 214.9091 | 214.9091 | 214.9091 | 214.9091 | 214.9091 | 214.9091 | 214.9091 | 214.9091 | 214.9091 | 214.9091 | 214.9091 | 214.9091 | 214.9091 | 214.9091 | 214.9091 | 214.9091 | 291 | 483.6667 | mg/l | Total Hardness (mg/l CaCO3)
| N/A | Selenium | mg/l | 0 | 0 | 0 | 0 | 0 | 0 | 0 | 0 | 0 | 0 | 0 | 0 | 0 | 0 | 0 | 0 | 0 | 0 | 0 | 0 | 0 | 0 | 0 | 0 | 0 | 0 | 0 | 0 | 0 | 0 | 0 | 0 | 0 | 0 | 0 | 0 | 0 | 0 | 0 | 0 | 0 | 0 | 0 | 0 | 0 | 0 | 0 | 0 | 0 | 0 | 0 | 0 | 0 | 0 | 0 | 0 | 0.0004375 | 0.0004375 | 0.0004375 | 0.0004375 | 0.0004375 | 0.0004375 | 0.0004375 | 0.0004375 | 0.0004375 | 0.0004375 | 0.0004375 | 0.0004375 | 0.0004375 | 0.0004375 | 0.0004375 | 0.0004375 | 0 | 0 | 0 | 0 | 0 | 0 | 0 | 0 | 0.00475 | 0.00475 | 0.00475 | 0.00475 | 0.00475 | 0.00475 | 0.00475 | 0.00475 | 0.00475 | 0.00475 | 0.00475 | 0.00475 | 0.00475 | 0.00475 | 0.00475 | 0.00475 | 0.00665 | 0.00665 | 0.00665 | 0.00665 | 0.00665 | 0.00665 | 0.00665 | 0.00665 | 0.00475 | 0.00475 | 0.00475 | 0.00475 | 0.00475 | 0.00475 | 0.00475 | 0.00475 | 0.00475 | 0.00475 | 0.00475 | 0.00475 | 0.00475 | 0.00475 | 0.00475 | 0.00475 | 0 | 0 | 0 | 0 | 0 | 0 | 0 | 0 | 0.0004375 | 0.0004375 | 0.0004375 | 0.0004375 | 0.0004375 | 0.0004375 | 0.0004375 | 0.0004375 | 0.0004375 | 0.0004375 | 0.0004375 | 0.0004375 | 0.0004375 | 0.0004375 | 0.0004375 | 0.0004375 | 0 | 0.00066667 | mg/l | Selenium
| N/A | Antimony | mg/l | 0.00013636 | 0.00013636 | 0.00013636 | 0.00013636 | 0.00013636 | 0.00013636 | 0.00013636 | 0.00013636 | 0.00015455 | 0.00015455 | 0.00015455 | 0.00015455 | 0.00015455 | 0.00015455 | 0.00015455 | 0.00015455 | 0.00015455 | 0.00015455 | 0.00015455 | 0.00015455 | 0.00015455 | 0.00015455 | 0.00015455 | 0.00015455 | 0.00013636 | 0.00013636 | 0.00013636 | 0.00013636 | 0.00013636 | 0.00013636 | 0.00013636 | 0.00013636 | 0.00015455 | 0.00015455 | 0.00015455 | 0.00015455 | 0.00015455 | 0.00015455 | 0.00015455 | 0.00015455 | 0.00015455 | 0.00015455 | 0.00015455 | 0.00015455 | 0.00015455 | 0.00015455 | 0.00015455 | 0.00015455 | 0.00013636 | 0.00013636 | 0.00013636 | 0.00013636 | 0.00013636 | 0.00013636 | 0.00013636 | 0.00013636 | 0.00015455 | 0.00015455 | 0.00015455 | 0.00015455 | 0.00015455 | 0.00015455 | 0.00015455 | 0.00015455 | 0.00015455 | 0.00015455 | 0.00015455 | 0.00015455 | 0.00015455 | 0.00015455 | 0.00015455 | 0.00015455 | 0.00013636 | 0.00013636 | 0.00013636 | 0.00013636 | 0.00013636 | 0.00013636 | 0.00013636 | 0.00013636 | 0.00015455 | 0.00015455 | 0.00015455 | 0.00015455 | 0.00015455 | 0.00015455 | 0.00015455 | 0.00015455 | 0.00015455 | 0.00015455 | 0.00015455 | 0.00015455 | 0.00015455 | 0.00015455 | 0.00015455 | 0.00015455 | 0.00013636 | 0.00013636 | 0.00013636 | 0.00013636 | 0.00013636 | 0.00013636 | 0.00013636 | 0.00013636 | 0.00015455 | 0.00015455 | 0.00015455 | 0.00015455 | 0.00015455 | 0.00015455 | 0.00015455 | 0.00015455 | 0.00015455 | 0.00015455 | 0.00015455 | 0.00015455 | 0.00015455 | 0.00015455 | 0.00015455 | 0.00015455 | 0.00013636 | 0.00013636 | 0.00013636 | 0.00013636 | 0.00013636 | 0.00013636 | 0.00013636 | 0.00013636 | 0.00015455 | 0.00015455 | 0.00015455 | 0.00015455 | 0.00015455 | 0.00015455 | 0.00015455 | 0.00015455 | 0.00015455 | 0.00015455 | 0.00015455 | 0.00015455 | 0.00015455 | 0.00015455 | 0.00015455 | 0.00015455 | 0.00048 | 0.00048 | mg/l | Antimony
| N/A | Molybdenum | mg/l | 0 | 0 | 0 | 0 | 0 | 0 | 0 | 0 | 0 | 0 | 0 | 0 | 0 | 0 | 0 | 0 | 0 | 0 | 0 | 0 | 0 | 0 | 0 | 0 | 0 | 0 | 0 | 0 | 0 | 0 | 0 | 0 | 0 | 0 | 0 | 0 | 0 | 0 | 0 | 0 | 0 | 0 | 0 | 0 | 0 | 0 | 0 | 0 | 0 | 0 | 0 | 0 | 0 | 0 | 0 | 0 | 0 | 0 | 0 | 0 | 0 | 0 | 0 | 0 | 0 | 0 | 0 | 0 | 0 | 0 | 0 | 0 | 0 | 0 | 0 | 0 | 0 | 0 | 0 | 0 | 0 | 0 | 0 | 0 | 0 | 0 | 0 | 0 | 0 | 0 | 0 | 0 | 0 | 0 | 0 | 0 | 0.001825 | 0.001825 | 0.001825 | 0.001825 | 0.001825 | 0.001825 | 0.001825 | 0.001825 | 0.0015167 | 0.0015167 | 0.0015167 | 0.0015167 | 0.0015167 | 0.0015167 | 0.0015167 | 0.0015167 | 0.0015167 | 0.0015167 | 0.0015167 | 0.0015167 | 0.0015167 | 0.0015167 | 0.0015167 | 0.0015167 | 0.001825 | 0.001825 | 0.001825 | 0.001825 | 0.001825 | 0.001825 | 0.001825 | 0.001825 | 0.0015167 | 0.0015167 | 0.0015167 | 0.0015167 | 0.0015167 | 0.0015167 | 0.0015167 | 0.0015167 | 0.0015167 | 0.0015167 | 0.0015167 | 0.0015167 | 0.0015167 | 0.0015167 | 0.0015167 | 0.0015167 | 0.0014 | 0.0014 | mg/l | Molybdenum
| N/A | Tin | mg/l | 0.0023167 | 0.0023167 | 0.0023167 | 0.0023167 | 0.0023167 | 0.0023167 | 0.0023167 | 0.0023167 | 0.00014444 | 0.00014444 | 0.00014444 | 0.00014444 | 0.00014444 | 0.00014444 | 0.00014444 | 0.00014444 | 0.00014444 | 0.00014444 | 0.00014444 | 0.00014444 | 0.00014444 | 0.00014444 | 0.00014444 | 0.00014444 | 0.0023167 | 0.0023167 | 0.0023167 | 0.0023167 | 0.0023167 | 0.0023167 | 0.0023167 | 0.0023167 | 0.00014444 | 0.00014444 | 0.00014444 | 0.00014444 | 0.00014444 | 0.00014444 | 0.00014444 | 0.00014444 | 0.00014444 | 0.00014444 | 0.00014444 | 0.00014444 | 0.00014444 | 0.00014444 | 0.00014444 | 0.00014444 | 0.0025875 | 0.0025875 | 0.0025875 | 0.0025875 | 0.0025875 | 0.0025875 | 0.0025875 | 0.0025875 | 0.00010833 | 0.00010833 | 0.00010833 | 0.00010833 | 0.00010833 | 0.00010833 | 0.00010833 | 0.00010833 | 0.00010833 | 0.00010833 | 0.00010833 | 0.00010833 | 0.00010833 | 0.00010833 | 0.00010833 | 0.00010833 | 0.0025875 | 0.0025875 | 0.0025875 | 0.0025875 | 0.0025875 | 0.0025875 | 0.0025875 | 0.0025875 | 0.00010833 | 0.00010833 | 0.00010833 | 0.00010833 | 0.00010833 | 0.00010833 | 0.00010833 | 0.00010833 | 0.00010833 | 0.00010833 | 0.00010833 | 0.00010833 | 0.00010833 | 0.00010833 | 0.00010833 | 0.00010833 | 0.0037375 | 0.0037375 | 0.0037375 | 0.0037375 | 0.0037375 | 0.0037375 | 0.0037375 | 0.0037375 | 0.003025 | 0.003025 | 0.003025 | 0.003025 | 0.003025 | 0.003025 | 0.003025 | 0.003025 | 0.003025 | 0.003025 | 0.003025 | 0.003025 | 0.003025 | 0.003025 | 0.003025 | 0.003025 | 0.0037375 | 0.0037375 | 0.0037375 | 0.0037375 | 0.0037375 | 0.0037375 | 0.0037375 | 0.0037375 | 0.003025 | 0.003025 | 0.003025 | 0.003025 | 0.003025 | 0.003025 | 0.003025 | 0.003025 | 0.003025 | 0.003025 | 0.003025 | 0.003025 | 0.003025 | 0.003025 | 0.003025 | 0.003025 | 0 | 0 | mg/l | Tin
| N/A | Barium | mg/l | 0.04495 | 0.04495 | 0.04495 | 0.04495 | 0.04495 | 0.04495 | 0.04495 | 0.04495 | 0.013244 | 0.013244 | 0.013244 | 0.013244 | 0.013244 | 0.013244 | 0.013244 | 0.013244 | 0.013244 | 0.013244 | 0.013244 | 0.013244 | 0.013244 | 0.013244 | 0.013244 | 0.013244 | 0.04495 | 0.04495 | 0.04495 | 0.04495 | 0.04495 | 0.04495 | 0.04495 | 0.04495 | 0.013244 | 0.013244 | 0.013244 | 0.013244 | 0.013244 | 0.013244 | 0.013244 | 0.013244 | 0.013244 | 0.013244 | 0.013244 | 0.013244 | 0.013244 | 0.013244 | 0.013244 | 0.013244 | 0.03345 | 0.03345 | 0.03345 | 0.03345 | 0.03345 | 0.03345 | 0.03345 | 0.03345 | 0.018508 | 0.018508 | 0.018508 | 0.018508 | 0.018508 | 0.018508 | 0.018508 | 0.018508 | 0.018508 | 0.018508 | 0.018508 | 0.018508 | 0.018508 | 0.018508 | 0.018508 | 0.018508 | 0.041862 | 0.041862 | 0.041862 | 0.041862 | 0.041862 | 0.041862 | 0.041862 | 0.041862 | 0.022975 | 0.022975 | 0.022975 | 0.022975 | 0.022975 | 0.022975 | 0.022975 | 0.022975 | 0.022975 | 0.022975 | 0.022975 | 0.022975 | 0.022975 | 0.022975 | 0.022975 | 0.022975 | 0.041862 | 0.041862 | 0.041862 | 0.041862 | 0.041862 | 0.041862 | 0.041862 | 0.041862 | 0.022975 | 0.022975 | 0.022975 | 0.022975 | 0.022975 | 0.022975 | 0.022975 | 0.022975 | 0.022975 | 0.022975 | 0.022975 | 0.022975 | 0.022975 | 0.022975 | 0.022975 | 0.022975 | 0.03345 | 0.03345 | 0.03345 | 0.03345 | 0.03345 | 0.03345 | 0.03345 | 0.03345 | 0.018508 | 0.018508 | 0.018508 | 0.018508 | 0.018508 | 0.018508 | 0.018508 | 0.018508 | 0.018508 | 0.018508 | 0.018508 | 0.018508 | 0.018508 | 0.018508 | 0.018508 | 0.018508 | 0.03605 | 0.035633 | mg/l | Barium
| N/A | Boron | mg/l | 0.073 | 0.073 | 0.073 | 0.073 | 0.073 | 0.073 | 0.073 | 0.073 | 0.061111 | 0.061111 | 0.061111 | 0.061111 | 0.061111 | 0.061111 | 0.061111 | 0.061111 | 0.061111 | 0.061111 | 0.061111 | 0.061111 | 0.061111 | 0.061111 | 0.061111 | 0.061111 | 0.073 | 0.073 | 0.073 | 0.073 | 0.073 | 0.073 | 0.073 | 0.073 | 0.061111 | 0.061111 | 0.061111 | 0.061111 | 0.061111 | 0.061111 | 0.061111 | 0.061111 | 0.061111 | 0.061111 | 0.061111 | 0.061111 | 0.061111 | 0.061111 | 0.061111 | 0.061111 | 0.05 | 0.05 | 0.05 | 0.05 | 0.05 | 0.05 | 0.05 | 0.05 | 0.062875 | 0.062875 | 0.062875 | 0.062875 | 0.062875 | 0.062875 | 0.062875 | 0.062875 | 0.062875 | 0.062875 | 0.062875 | 0.062875 | 0.062875 | 0.062875 | 0.062875 | 0.062875 | 0.3225 | 0.3225 | 0.3225 | 0.3225 | 0.3225 | 0.3225 | 0.3225 | 0.3225 | 0.2935 | 0.2935 | 0.2935 | 0.2935 | 0.2935 | 0.2935 | 0.2935 | 0.2935 | 0.2935 | 0.2935 | 0.2935 | 0.2935 | 0.2935 | 0.2935 | 0.2935 | 0.2935 | 0.3225 | 0.3225 | 0.3225 | 0.3225 | 0.3225 | 0.3225 | 0.3225 | 0.3225 | 0.2935 | 0.2935 | 0.2935 | 0.2935 | 0.2935 | 0.2935 | 0.2935 | 0.2935 | 0.2935 | 0.2935 | 0.2935 | 0.2935 | 0.2935 | 0.2935 | 0.2935 | 0.2935 | 0.05 | 0.05 | 0.05 | 0.05 | 0.05 | 0.05 | 0.05 | 0.05 | 0.062875 | 0.062875 | 0.062875 | 0.062875 | 0.062875 | 0.062875 | 0.062875 | 0.062875 | 0.062875 | 0.062875 | 0.062875 | 0.062875 | 0.062875 | 0.062875 | 0.062875 | 0.062875 | 0.089 | 0.32533 |  | Boron
| N/A | Cobalt | mg/l | 0 | 0 | 0 | 0 | 0 | 0 | 0 | 0 | 0.00017576 | 0.00017576 | 0.00017576 | 0.00017576 | 0.00017576 | 0.00017576 | 0.00017576 | 0.00017576 | 0.00017576 | 0.00017576 | 0.00017576 | 0.00017576 | 0.00017576 | 0.00017576 | 0.00017576 | 0.00017576 | 0 | 0 | 0 | 0 | 0 | 0 | 0 | 0 | 0.00017576 | 0.00017576 | 0.00017576 | 0.00017576 | 0.00017576 | 0.00017576 | 0.00017576 | 0.00017576 | 0.00017576 | 0.00017576 | 0.00017576 | 0.00017576 | 0.00017576 | 0.00017576 | 0.00017576 | 0.00017576 | 0 | 0 | 0 | 0 | 0 | 0 | 0 | 0 | 0.00017576 | 0.00017576 | 0.00017576 | 0.00017576 | 0.00017576 | 0.00017576 | 0.00017576 | 0.00017576 | 0.00017576 | 0.00017576 | 0.00017576 | 0.00017576 | 0.00017576 | 0.00017576 | 0.00017576 | 0.00017576 | 0 | 0 | 0 | 0 | 0 | 0 | 0 | 0 | 0.00017576 | 0.00017576 | 0.00017576 | 0.00017576 | 0.00017576 | 0.00017576 | 0.00017576 | 0.00017576 | 0.00017576 | 0.00017576 | 0.00017576 | 0.00017576 | 0.00017576 | 0.00017576 | 0.00017576 | 0.00017576 | 0.000275 | 0.000275 | 0.000275 | 0.000275 | 0.000275 | 0.000275 | 0.000275 | 0.000275 | 0.00017576 | 0.00017576 | 0.00017576 | 0.00017576 | 0.00017576 | 0.00017576 | 0.00017576 | 0.00017576 | 0.00017576 | 0.00017576 | 0.00017576 | 0.00017576 | 0.00017576 | 0.00017576 | 0.00017576 | 0.00017576 | 0.000275 | 0.000275 | 0.000275 | 0.000275 | 0.000275 | 0.000275 | 0.000275 | 0.000275 | 0.00017576 | 0.00017576 | 0.00017576 | 0.00017576 | 0.00017576 | 0.00017576 | 0.00017576 | 0.00017576 | 0.00017576 | 0.00017576 | 0.00017576 | 0.00017576 | 0.00017576 | 0.00017576 | 0.00017576 | 0.00017576 | 0.00032 | 0.00032 | mg/l | Cobalt
| N/A | Vanadium | mg/l | 0.0023333 | 0.0023333 | 0.0023333 | 0.0023333 | 0.0023333 | 0.0023333 | 0.0023333 | 0.0023333 | 0.0027273 | 0.0027273 | 0.0027273 | 0.0027273 | 0.0027273 | 0.0027273 | 0.0027273 | 0.0027273 | 0.0027273 | 0.0027273 | 0.0027273 | 0.0027273 | 0.0027273 | 0.0027273 | 0.0027273 | 0.0027273 | 0.0023333 | 0.0023333 | 0.0023333 | 0.0023333 | 0.0023333 | 0.0023333 | 0.0023333 | 0.0023333 | 0.0027273 | 0.0027273 | 0.0027273 | 0.0027273 | 0.0027273 | 0.0027273 | 0.0027273 | 0.0027273 | 0.0027273 | 0.0027273 | 0.0027273 | 0.0027273 | 0.0027273 | 0.0027273 | 0.0027273 | 0.0027273 | 0.00175 | 0.00175 | 0.00175 | 0.00175 | 0.00175 | 0.00175 | 0.00175 | 0.00175 | 0.0027273 | 0.0027273 | 0.0027273 | 0.0027273 | 0.0027273 | 0.0027273 | 0.0027273 | 0.0027273 | 0.0027273 | 0.0027273 | 0.0027273 | 0.0027273 | 0.0027273 | 0.0027273 | 0.0027273 | 0.0027273 | 0.00175 | 0.00175 | 0.00175 | 0.00175 | 0.00175 | 0.00175 | 0.00175 | 0.00175 | 0.0027273 | 0.0027273 | 0.0027273 | 0.0027273 | 0.0027273 | 0.0027273 | 0.0027273 | 0.0027273 | 0.0027273 | 0.0027273 | 0.0027273 | 0.0027273 | 0.0027273 | 0.0027273 | 0.0027273 | 0.0027273 | 0.002125 | 0.002125 | 0.002125 | 0.002125 | 0.002125 | 0.002125 | 0.002125 | 0.002125 | 0.0027273 | 0.0027273 | 0.0027273 | 0.0027273 | 0.0027273 | 0.0027273 | 0.0027273 | 0.0027273 | 0.0027273 | 0.0027273 | 0.0027273 | 0.0027273 | 0.0027273 | 0.0027273 | 0.0027273 | 0.0027273 | 0.002125 | 0.002125 | 0.002125 | 0.002125 | 0.002125 | 0.002125 | 0.002125 | 0.002125 | 0.0027273 | 0.0027273 | 0.0027273 | 0.0027273 | 0.0027273 | 0.0027273 | 0.0027273 | 0.0027273 | 0.0027273 | 0.0027273 | 0.0027273 | 0.0027273 | 0.0027273 | 0.0027273 | 0.0027273 | 0.0027273 | 0.0052 | 0.0052 | mg/l | Vanadium
| N/A | Dichlobenil | mg/l | 2.9091e-06 | 2.9091e-06 | 2.9091e-06 | 2.9091e-06 | 2.9091e-06 | 2.9091e-06 | 2.9091e-06 | 2.9091e-06 | 4.2955e-06 | 4.2955e-06 | 4.2955e-06 | 4.2955e-06 | 4.2955e-06 | 4.2955e-06 | 4.2955e-06 | 4.2955e-06 | 4.2955e-06 | 4.2955e-06 | 4.2955e-06 | 4.2955e-06 | 4.2955e-06 | 4.2955e-06 | 4.2955e-06 | 4.2955e-06 | 2.9091e-06 | 2.9091e-06 | 2.9091e-06 | 2.9091e-06 | 2.9091e-06 | 2.9091e-06 | 2.9091e-06 | 2.9091e-06 | 4.2955e-06 | 4.2955e-06 | 4.2955e-06 | 4.2955e-06 | 4.2955e-06 | 4.2955e-06 | 4.2955e-06 | 4.2955e-06 | 4.2955e-06 | 4.2955e-06 | 4.2955e-06 | 4.2955e-06 | 4.2955e-06 | 4.2955e-06 | 4.2955e-06 | 4.2955e-06 | 2.9091e-06 | 2.9091e-06 | 2.9091e-06 | 2.9091e-06 | 2.9091e-06 | 2.9091e-06 | 2.9091e-06 | 2.9091e-06 | 4.2955e-06 | 4.2955e-06 | 4.2955e-06 | 4.2955e-06 | 4.2955e-06 | 4.2955e-06 | 4.2955e-06 | 4.2955e-06 | 4.2955e-06 | 4.2955e-06 | 4.2955e-06 | 4.2955e-06 | 4.2955e-06 | 4.2955e-06 | 4.2955e-06 | 4.2955e-06 | 2.9091e-06 | 2.9091e-06 | 2.9091e-06 | 2.9091e-06 | 2.9091e-06 | 2.9091e-06 | 2.9091e-06 | 2.9091e-06 | 4.2955e-06 | 4.2955e-06 | 4.2955e-06 | 4.2955e-06 | 4.2955e-06 | 4.2955e-06 | 4.2955e-06 | 4.2955e-06 | 4.2955e-06 | 4.2955e-06 | 4.2955e-06 | 4.2955e-06 | 4.2955e-06 | 4.2955e-06 | 4.2955e-06 | 4.2955e-06 | 2.9091e-06 | 2.9091e-06 | 2.9091e-06 | 2.9091e-06 | 2.9091e-06 | 2.9091e-06 | 2.9091e-06 | 2.9091e-06 | 4.2955e-06 | 4.2955e-06 | 4.2955e-06 | 4.2955e-06 | 4.2955e-06 | 4.2955e-06 | 4.2955e-06 | 4.2955e-06 | 4.2955e-06 | 4.2955e-06 | 4.2955e-06 | 4.2955e-06 | 4.2955e-06 | 4.2955e-06 | 4.2955e-06 | 4.2955e-06 | 2.9091e-06 | 2.9091e-06 | 2.9091e-06 | 2.9091e-06 | 2.9091e-06 | 2.9091e-06 | 2.9091e-06 | 2.9091e-06 | 4.2955e-06 | 4.2955e-06 | 4.2955e-06 | 4.2955e-06 | 4.2955e-06 | 4.2955e-06 | 4.2955e-06 | 4.2955e-06 | 4.2955e-06 | 4.2955e-06 | 4.2955e-06 | 4.2955e-06 | 4.2955e-06 | 4.2955e-06 | 4.2955e-06 | 4.2955e-06 | 2.4e-06 | 2.4e-06 | mg/l | Dichlorobenil
| N/A | Linuron | mg/l | 0 | 0 | 0 | 0 | 0 | 0 | 0 | 0 | 0 | 0 | 0 | 0 | 0 | 0 | 0 | 0 | 0 | 0 | 0 | 0 | 0 | 0 | 0 | 0 | 0 | 0 | 0 | 0 | 0 | 0 | 0 | 0 | 0 | 0 | 0 | 0 | 0 | 0 | 0 | 0 | 0 | 0 | 0 | 0 | 0 | 0 | 0 | 0 | 0 | 0 | 0 | 0 | 0 | 0 | 0 | 0 | 0 | 0 | 0 | 0 | 0 | 0 | 0 | 0 | 0 | 0 | 0 | 0 | 0 | 0 | 0 | 0 | 0 | 0 | 0 | 0 | 0 | 0 | 0 | 0 | 0 | 0 | 0 | 0 | 0 | 0 | 0 | 0 | 0 | 0 | 0 | 0 | 0 | 0 | 0 | 0 | 0 | 0 | 0 | 0 | 0 | 0 | 0 | 0 | 0 | 0 | 0 | 0 | 0 | 0 | 0 | 0 | 0 | 0 | 0 | 0 | 0 | 0 | 0 | 0 | 0 | 0 | 0 | 0 | 0 | 0 | 0 | 0 | 0 | 0 | 0 | 0 | 0 | 0 | 0 | 0 | 0 | 0 | 0 | 0 | 0 | 0 | 0 | 0 | 0 | 0 | mg/l | Linuron
| N/A | Mecoprop | mg/l | 4.4545e-05 | 4.4545e-05 | 4.4545e-05 | 4.4545e-05 | 4.4545e-05 | 4.4545e-05 | 4.4545e-05 | 4.4545e-05 | 0.00010705 | 0.00010705 | 0.00010705 | 0.00010705 | 0.00010705 | 0.00010705 | 0.00010705 | 0.00010705 | 0.00010705 | 0.00010705 | 0.00010705 | 0.00010705 | 0.00010705 | 0.00010705 | 0.00010705 | 0.00010705 | 4.4545e-05 | 4.4545e-05 | 4.4545e-05 | 4.4545e-05 | 4.4545e-05 | 4.4545e-05 | 4.4545e-05 | 4.4545e-05 | 0.00010705 | 0.00010705 | 0.00010705 | 0.00010705 | 0.00010705 | 0.00010705 | 0.00010705 | 0.00010705 | 0.00010705 | 0.00010705 | 0.00010705 | 0.00010705 | 0.00010705 | 0.00010705 | 0.00010705 | 0.00010705 | 4.4545e-05 | 4.4545e-05 | 4.4545e-05 | 4.4545e-05 | 4.4545e-05 | 4.4545e-05 | 4.4545e-05 | 4.4545e-05 | 0.00010705 | 0.00010705 | 0.00010705 | 0.00010705 | 0.00010705 | 0.00010705 | 0.00010705 | 0.00010705 | 0.00010705 | 0.00010705 | 0.00010705 | 0.00010705 | 0.00010705 | 0.00010705 | 0.00010705 | 0.00010705 | 4.4545e-05 | 4.4545e-05 | 4.4545e-05 | 4.4545e-05 | 4.4545e-05 | 4.4545e-05 | 4.4545e-05 | 4.4545e-05 | 0.00010705 | 0.00010705 | 0.00010705 | 0.00010705 | 0.00010705 | 0.00010705 | 0.00010705 | 0.00010705 | 0.00010705 | 0.00010705 | 0.00010705 | 0.00010705 | 0.00010705 | 0.00010705 | 0.00010705 | 0.00010705 | 4.4545e-05 | 4.4545e-05 | 4.4545e-05 | 4.4545e-05 | 4.4545e-05 | 4.4545e-05 | 4.4545e-05 | 4.4545e-05 | 0.00010705 | 0.00010705 | 0.00010705 | 0.00010705 | 0.00010705 | 0.00010705 | 0.00010705 | 0.00010705 | 0.00010705 | 0.00010705 | 0.00010705 | 0.00010705 | 0.00010705 | 0.00010705 | 0.00010705 | 0.00010705 | 4.4545e-05 | 4.4545e-05 | 4.4545e-05 | 4.4545e-05 | 4.4545e-05 | 4.4545e-05 | 4.4545e-05 | 4.4545e-05 | 0.00010705 | 0.00010705 | 0.00010705 | 0.00010705 | 0.00010705 | 0.00010705 | 0.00010705 | 0.00010705 | 0.00010705 | 0.00010705 | 0.00010705 | 0.00010705 | 0.00010705 | 0.00010705 | 0.00010705 | 0.00010705 | 0.000119 | 0.000119 | mg/l | Mecoprop
| N/A | 2,4-D | mg/l | 2.5e-05 | 2.5e-05 | 2.5e-05 | 2.5e-05 | 2.5e-05 | 2.5e-05 | 2.5e-05 | 2.5e-05 | 5.1023e-05 | 5.1023e-05 | 5.1023e-05 | 5.1023e-05 | 5.1023e-05 | 5.1023e-05 | 5.1023e-05 | 5.1023e-05 | 5.1023e-05 | 5.1023e-05 | 5.1023e-05 | 5.1023e-05 | 5.1023e-05 | 5.1023e-05 | 5.1023e-05 | 5.1023e-05 | 2.5e-05 | 2.5e-05 | 2.5e-05 | 2.5e-05 | 2.5e-05 | 2.5e-05 | 2.5e-05 | 2.5e-05 | 5.1023e-05 | 5.1023e-05 | 5.1023e-05 | 5.1023e-05 | 5.1023e-05 | 5.1023e-05 | 5.1023e-05 | 5.1023e-05 | 5.1023e-05 | 5.1023e-05 | 5.1023e-05 | 5.1023e-05 | 5.1023e-05 | 5.1023e-05 | 5.1023e-05 | 5.1023e-05 | 2.5e-05 | 2.5e-05 | 2.5e-05 | 2.5e-05 | 2.5e-05 | 2.5e-05 | 2.5e-05 | 2.5e-05 | 5.1023e-05 | 5.1023e-05 | 5.1023e-05 | 5.1023e-05 | 5.1023e-05 | 5.1023e-05 | 5.1023e-05 | 5.1023e-05 | 5.1023e-05 | 5.1023e-05 | 5.1023e-05 | 5.1023e-05 | 5.1023e-05 | 5.1023e-05 | 5.1023e-05 | 5.1023e-05 | 2.5e-05 | 2.5e-05 | 2.5e-05 | 2.5e-05 | 2.5e-05 | 2.5e-05 | 2.5e-05 | 2.5e-05 | 5.1023e-05 | 5.1023e-05 | 5.1023e-05 | 5.1023e-05 | 5.1023e-05 | 5.1023e-05 | 5.1023e-05 | 5.1023e-05 | 5.1023e-05 | 5.1023e-05 | 5.1023e-05 | 5.1023e-05 | 5.1023e-05 | 5.1023e-05 | 5.1023e-05 | 5.1023e-05 | 2.5e-05 | 2.5e-05 | 2.5e-05 | 2.5e-05 | 2.5e-05 | 2.5e-05 | 2.5e-05 | 2.5e-05 | 5.1023e-05 | 5.1023e-05 | 5.1023e-05 | 5.1023e-05 | 5.1023e-05 | 5.1023e-05 | 5.1023e-05 | 5.1023e-05 | 5.1023e-05 | 5.1023e-05 | 5.1023e-05 | 5.1023e-05 | 5.1023e-05 | 5.1023e-05 | 5.1023e-05 | 5.1023e-05 | 2.5e-05 | 2.5e-05 | 2.5e-05 | 2.5e-05 | 2.5e-05 | 2.5e-05 | 2.5e-05 | 2.5e-05 | 5.1023e-05 | 5.1023e-05 | 5.1023e-05 | 5.1023e-05 | 5.1023e-05 | 5.1023e-05 | 5.1023e-05 | 5.1023e-05 | 5.1023e-05 | 5.1023e-05 | 5.1023e-05 | 5.1023e-05 | 5.1023e-05 | 5.1023e-05 | 5.1023e-05 | 5.1023e-05 | 3.55e-05 | 3.55e-05 | mg/l | 2,4-D
| N/A | MCPA | mg/l | 5.0909e-05 | 5.0909e-05 | 5.0909e-05 | 5.0909e-05 | 5.0909e-05 | 5.0909e-05 | 5.0909e-05 | 5.0909e-05 | 8.8636e-05 | 8.8636e-05 | 8.8636e-05 | 8.8636e-05 | 8.8636e-05 | 8.8636e-05 | 8.8636e-05 | 8.8636e-05 | 8.8636e-05 | 8.8636e-05 | 8.8636e-05 | 8.8636e-05 | 8.8636e-05 | 8.8636e-05 | 8.8636e-05 | 8.8636e-05 | 5.0909e-05 | 5.0909e-05 | 5.0909e-05 | 5.0909e-05 | 5.0909e-05 | 5.0909e-05 | 5.0909e-05 | 5.0909e-05 | 8.8636e-05 | 8.8636e-05 | 8.8636e-05 | 8.8636e-05 | 8.8636e-05 | 8.8636e-05 | 8.8636e-05 | 8.8636e-05 | 8.8636e-05 | 8.8636e-05 | 8.8636e-05 | 8.8636e-05 | 8.8636e-05 | 8.8636e-05 | 8.8636e-05 | 8.8636e-05 | 5.0909e-05 | 5.0909e-05 | 5.0909e-05 | 5.0909e-05 | 5.0909e-05 | 5.0909e-05 | 5.0909e-05 | 5.0909e-05 | 8.8636e-05 | 8.8636e-05 | 8.8636e-05 | 8.8636e-05 | 8.8636e-05 | 8.8636e-05 | 8.8636e-05 | 8.8636e-05 | 8.8636e-05 | 8.8636e-05 | 8.8636e-05 | 8.8636e-05 | 8.8636e-05 | 8.8636e-05 | 8.8636e-05 | 8.8636e-05 | 5.0909e-05 | 5.0909e-05 | 5.0909e-05 | 5.0909e-05 | 5.0909e-05 | 5.0909e-05 | 5.0909e-05 | 5.0909e-05 | 8.8636e-05 | 8.8636e-05 | 8.8636e-05 | 8.8636e-05 | 8.8636e-05 | 8.8636e-05 | 8.8636e-05 | 8.8636e-05 | 8.8636e-05 | 8.8636e-05 | 8.8636e-05 | 8.8636e-05 | 8.8636e-05 | 8.8636e-05 | 8.8636e-05 | 8.8636e-05 | 5.0909e-05 | 5.0909e-05 | 5.0909e-05 | 5.0909e-05 | 5.0909e-05 | 5.0909e-05 | 5.0909e-05 | 5.0909e-05 | 8.8636e-05 | 8.8636e-05 | 8.8636e-05 | 8.8636e-05 | 8.8636e-05 | 8.8636e-05 | 8.8636e-05 | 8.8636e-05 | 8.8636e-05 | 8.8636e-05 | 8.8636e-05 | 8.8636e-05 | 8.8636e-05 | 8.8636e-05 | 8.8636e-05 | 8.8636e-05 | 5.0909e-05 | 5.0909e-05 | 5.0909e-05 | 5.0909e-05 | 5.0909e-05 | 5.0909e-05 | 5.0909e-05 | 5.0909e-05 | 8.8636e-05 | 8.8636e-05 | 8.8636e-05 | 8.8636e-05 | 8.8636e-05 | 8.8636e-05 | 8.8636e-05 | 8.8636e-05 | 8.8636e-05 | 8.8636e-05 | 8.8636e-05 | 8.8636e-05 | 8.8636e-05 | 8.8636e-05 | 8.8636e-05 | 8.8636e-05 | 1e-05 | 1e-05 | mg/l | MCPA
| N/A | Glyphosate | mg/l | 0.0099767 | 0.0099767 | 0.0099767 | 0.0099767 | 0.0099767 | 0.0099767 | 0.0099767 | 0.0099767 | 0.0015327 | 0.0015327 | 0.0015327 | 0.0015327 | 0.0015327 | 0.0015327 | 0.0015327 | 0.0015327 | 0.0015327 | 0.0015327 | 0.0015327 | 0.0015327 | 0.0015327 | 0.0015327 | 0.0015327 | 0.0015327 | 0.0099767 | 0.0099767 | 0.0099767 | 0.0099767 | 0.0099767 | 0.0099767 | 0.0099767 | 0.0099767 | 0.0015327 | 0.0015327 | 0.0015327 | 0.0015327 | 0.0015327 | 0.0015327 | 0.0015327 | 0.0015327 | 0.0015327 | 0.0015327 | 0.0015327 | 0.0015327 | 0.0015327 | 0.0015327 | 0.0015327 | 0.0015327 | 0.0042 | 0.0042 | 0.0042 | 0.0042 | 0.0042 | 0.0042 | 0.0042 | 0.0042 | 0.0015327 | 0.0015327 | 0.0015327 | 0.0015327 | 0.0015327 | 0.0015327 | 0.0015327 | 0.0015327 | 0.0015327 | 0.0015327 | 0.0015327 | 0.0015327 | 0.0015327 | 0.0015327 | 0.0015327 | 0.0015327 | 0.0042 | 0.0042 | 0.0042 | 0.0042 | 0.0042 | 0.0042 | 0.0042 | 0.0042 | 0.0015327 | 0.0015327 | 0.0015327 | 0.0015327 | 0.0015327 | 0.0015327 | 0.0015327 | 0.0015327 | 0.0015327 | 0.0015327 | 0.0015327 | 0.0015327 | 0.0015327 | 0.0015327 | 0.0015327 | 0.0015327 | 0.012688 | 0.012688 | 0.012688 | 0.012688 | 0.012688 | 0.012688 | 0.012688 | 0.012688 | 0.0015327 | 0.0015327 | 0.0015327 | 0.0015327 | 0.0015327 | 0.0015327 | 0.0015327 | 0.0015327 | 0.0015327 | 0.0015327 | 0.0015327 | 0.0015327 | 0.0015327 | 0.0015327 | 0.0015327 | 0.0015327 | 0.012688 | 0.012688 | 0.012688 | 0.012688 | 0.012688 | 0.012688 | 0.012688 | 0.012688 | 0.0015327 | 0.0015327 | 0.0015327 | 0.0015327 | 0.0015327 | 0.0015327 | 0.0015327 | 0.0015327 | 0.0015327 | 0.0015327 | 0.0015327 | 0.0015327 | 0.0015327 | 0.0015327 | 0.0015327 | 0.0015327 | 0.000394 | 0.000394 | mg/l | Glyphosate
| N/A | Benzo[a]pyrene | mg/l | 2e-06 | 2e-06 | 2e-06 | 2e-06 | 2e-06 | 2e-06 | 2e-06 | 2e-06 | 2e-06 | 2e-06 | 2e-06 | 2e-06 | 2e-06 | 2e-06 | 2e-06 | 2e-06 | 2e-06 | 2e-06 | 2e-06 | 2e-06 | 2e-06 | 2e-06 | 2e-06 | 2e-06 | 2e-06 | 2e-06 | 2e-06 | 2e-06 | 2e-06 | 2e-06 | 2e-06 | 2e-06 | 2e-06 | 2e-06 | 2e-06 | 2e-06 | 2e-06 | 2e-06 | 2e-06 | 2e-06 | 2e-06 | 2e-06 | 2e-06 | 2e-06 | 2e-06 | 2e-06 | 2e-06 | 2e-06 | 2e-06 | 2e-06 | 2e-06 | 2e-06 | 2e-06 | 2e-06 | 2e-06 | 2e-06 | 2e-06 | 2e-06 | 2e-06 | 2e-06 | 2e-06 | 2e-06 | 2e-06 | 2e-06 | 2e-06 | 2e-06 | 2e-06 | 2e-06 | 2e-06 | 2e-06 | 2e-06 | 2e-06 | 2e-06 | 2e-06 | 2e-06 | 2e-06 | 2e-06 | 2e-06 | 2e-06 | 2e-06 | 2e-06 | 2e-06 | 2e-06 | 2e-06 | 2e-06 | 2e-06 | 2e-06 | 2e-06 | 2e-06 | 2e-06 | 2e-06 | 2e-06 | 2e-06 | 2e-06 | 2e-06 | 2e-06 | 2.75e-05 | 2.75e-05 | 2.75e-05 | 2.75e-05 | 2.75e-05 | 2.75e-05 | 2.75e-05 | 2.75e-05 | 2e-06 | 2e-06 | 2e-06 | 2e-06 | 2e-06 | 2e-06 | 2e-06 | 2e-06 | 2e-06 | 2e-06 | 2e-06 | 2e-06 | 2e-06 | 2e-06 | 2e-06 | 2e-06 | 2.75e-05 | 2.75e-05 | 2.75e-05 | 2.75e-05 | 2.75e-05 | 2.75e-05 | 2.75e-05 | 2.75e-05 | 2e-06 | 2e-06 | 2e-06 | 2e-06 | 2e-06 | 2e-06 | 2e-06 | 2e-06 | 2e-06 | 2e-06 | 2e-06 | 2e-06 | 2e-06 | 2e-06 | 2e-06 | 2e-06 | 2e-06 | 2e-06 | mg/l | Benzo[a]pyrene
| N/A | Benzo[b]fluoranthene | mg/l | 2e-06 | 2e-06 | 2e-06 | 2e-06 | 2e-06 | 2e-06 | 2e-06 | 2e-06 | 2e-06 | 2e-06 | 2e-06 | 2e-06 | 2e-06 | 2e-06 | 2e-06 | 2e-06 | 2e-06 | 2e-06 | 2e-06 | 2e-06 | 2e-06 | 2e-06 | 2e-06 | 2e-06 | 2e-06 | 2e-06 | 2e-06 | 2e-06 | 2e-06 | 2e-06 | 2e-06 | 2e-06 | 2e-06 | 2e-06 | 2e-06 | 2e-06 | 2e-06 | 2e-06 | 2e-06 | 2e-06 | 2e-06 | 2e-06 | 2e-06 | 2e-06 | 2e-06 | 2e-06 | 2e-06 | 2e-06 | 2e-06 | 2e-06 | 2e-06 | 2e-06 | 2e-06 | 2e-06 | 2e-06 | 2e-06 | 2e-06 | 2e-06 | 2e-06 | 2e-06 | 2e-06 | 2e-06 | 2e-06 | 2e-06 | 2e-06 | 2e-06 | 2e-06 | 2e-06 | 2e-06 | 2e-06 | 2e-06 | 2e-06 | 2e-06 | 2e-06 | 2e-06 | 2e-06 | 2e-06 | 2e-06 | 2e-06 | 2e-06 | 2e-06 | 2e-06 | 2e-06 | 2e-06 | 2e-06 | 2e-06 | 2e-06 | 2e-06 | 2e-06 | 2e-06 | 2e-06 | 2e-06 | 2e-06 | 2e-06 | 2e-06 | 2e-06 | 2.9e-05 | 2.9e-05 | 2.9e-05 | 2.9e-05 | 2.9e-05 | 2.9e-05 | 2.9e-05 | 2.9e-05 | 2e-06 | 2e-06 | 2e-06 | 2e-06 | 2e-06 | 2e-06 | 2e-06 | 2e-06 | 2e-06 | 2e-06 | 2e-06 | 2e-06 | 2e-06 | 2e-06 | 2e-06 | 2e-06 | 2.9e-05 | 2.9e-05 | 2.9e-05 | 2.9e-05 | 2.9e-05 | 2.9e-05 | 2.9e-05 | 2.9e-05 | 2e-06 | 2e-06 | 2e-06 | 2e-06 | 2e-06 | 2e-06 | 2e-06 | 2e-06 | 2e-06 | 2e-06 | 2e-06 | 2e-06 | 2e-06 | 2e-06 | 2e-06 | 2e-06 | 2e-06 | 2e-06 | mg/l | Benzo[b]fluoranthene
| N/A | Benzo[k]fluoranthene | mg/l | 2e-06 | 2e-06 | 2e-06 | 2e-06 | 2e-06 | 2e-06 | 2e-06 | 2e-06 | 2e-06 | 2e-06 | 2e-06 | 2e-06 | 2e-06 | 2e-06 | 2e-06 | 2e-06 | 2e-06 | 2e-06 | 2e-06 | 2e-06 | 2e-06 | 2e-06 | 2e-06 | 2e-06 | 2e-06 | 2e-06 | 2e-06 | 2e-06 | 2e-06 | 2e-06 | 2e-06 | 2e-06 | 2e-06 | 2e-06 | 2e-06 | 2e-06 | 2e-06 | 2e-06 | 2e-06 | 2e-06 | 2e-06 | 2e-06 | 2e-06 | 2e-06 | 2e-06 | 2e-06 | 2e-06 | 2e-06 | 2e-06 | 2e-06 | 2e-06 | 2e-06 | 2e-06 | 2e-06 | 2e-06 | 2e-06 | 2e-06 | 2e-06 | 2e-06 | 2e-06 | 2e-06 | 2e-06 | 2e-06 | 2e-06 | 2e-06 | 2e-06 | 2e-06 | 2e-06 | 2e-06 | 2e-06 | 2e-06 | 2e-06 | 2e-06 | 2e-06 | 2e-06 | 2e-06 | 2e-06 | 2e-06 | 2e-06 | 2e-06 | 2e-06 | 2e-06 | 2e-06 | 2e-06 | 2e-06 | 2e-06 | 2e-06 | 2e-06 | 2e-06 | 2e-06 | 2e-06 | 2e-06 | 2e-06 | 2e-06 | 2e-06 | 2e-06 | 1.4e-05 | 1.4e-05 | 1.4e-05 | 1.4e-05 | 1.4e-05 | 1.4e-05 | 1.4e-05 | 1.4e-05 | 2e-06 | 2e-06 | 2e-06 | 2e-06 | 2e-06 | 2e-06 | 2e-06 | 2e-06 | 2e-06 | 2e-06 | 2e-06 | 2e-06 | 2e-06 | 2e-06 | 2e-06 | 2e-06 | 1.4e-05 | 1.4e-05 | 1.4e-05 | 1.4e-05 | 1.4e-05 | 1.4e-05 | 1.4e-05 | 1.4e-05 | 2e-06 | 2e-06 | 2e-06 | 2e-06 | 2e-06 | 2e-06 | 2e-06 | 2e-06 | 2e-06 | 2e-06 | 2e-06 | 2e-06 | 2e-06 | 2e-06 | 2e-06 | 2e-06 | 2e-06 | 2e-06 | mg/l | Benzo[k]fluoranthene
| N/A | Indeno[1,2,3-c,d]pyrene | mg/l | 3e-05 | 3e-05 | 3e-05 | 3e-05 | 3e-05 | 3e-05 | 3e-05 | 3e-05 | 2.2045e-06 | 2.2045e-06 | 2.2045e-06 | 2.2045e-06 | 2.2045e-06 | 2.2045e-06 | 2.2045e-06 | 2.2045e-06 | 2.2045e-06 | 2.2045e-06 | 2.2045e-06 | 2.2045e-06 | 2.2045e-06 | 2.2045e-06 | 2.2045e-06 | 2.2045e-06 | 3e-05 | 3e-05 | 3e-05 | 3e-05 | 3e-05 | 3e-05 | 3e-05 | 3e-05 | 2.2045e-06 | 2.2045e-06 | 2.2045e-06 | 2.2045e-06 | 2.2045e-06 | 2.2045e-06 | 2.2045e-06 | 2.2045e-06 | 2.2045e-06 | 2.2045e-06 | 2.2045e-06 | 2.2045e-06 | 2.2045e-06 | 2.2045e-06 | 2.2045e-06 | 2.2045e-06 | 7.5e-06 | 7.5e-06 | 7.5e-06 | 7.5e-06 | 7.5e-06 | 7.5e-06 | 7.5e-06 | 7.5e-06 | 2.2045e-06 | 2.2045e-06 | 2.2045e-06 | 2.2045e-06 | 2.2045e-06 | 2.2045e-06 | 2.2045e-06 | 2.2045e-06 | 2.2045e-06 | 2.2045e-06 | 2.2045e-06 | 2.2045e-06 | 2.2045e-06 | 2.2045e-06 | 2.2045e-06 | 2.2045e-06 | 7.5e-06 | 7.5e-06 | 7.5e-06 | 7.5e-06 | 7.5e-06 | 7.5e-06 | 7.5e-06 | 7.5e-06 | 2.2045e-06 | 2.2045e-06 | 2.2045e-06 | 2.2045e-06 | 2.2045e-06 | 2.2045e-06 | 2.2045e-06 | 2.2045e-06 | 2.2045e-06 | 2.2045e-06 | 2.2045e-06 | 2.2045e-06 | 2.2045e-06 | 2.2045e-06 | 2.2045e-06 | 2.2045e-06 | 1.75e-05 | 1.75e-05 | 1.75e-05 | 1.75e-05 | 1.75e-05 | 1.75e-05 | 1.75e-05 | 1.75e-05 | 2.2045e-06 | 2.2045e-06 | 2.2045e-06 | 2.2045e-06 | 2.2045e-06 | 2.2045e-06 | 2.2045e-06 | 2.2045e-06 | 2.2045e-06 | 2.2045e-06 | 2.2045e-06 | 2.2045e-06 | 2.2045e-06 | 2.2045e-06 | 2.2045e-06 | 2.2045e-06 | 1.75e-05 | 1.75e-05 | 1.75e-05 | 1.75e-05 | 1.75e-05 | 1.75e-05 | 1.75e-05 | 1.75e-05 | 2.2045e-06 | 2.2045e-06 | 2.2045e-06 | 2.2045e-06 | 2.2045e-06 | 2.2045e-06 | 2.2045e-06 | 2.2045e-06 | 2.2045e-06 | 2.2045e-06 | 2.2045e-06 | 2.2045e-06 | 2.2045e-06 | 2.2045e-06 | 2.2045e-06 | 2.2045e-06 | 2e-06 | 2e-06 | mg/l | Indeno[1,2,3-c,d]pyrene
| N/A | Carbon tetrachloride | mg/l | 0 | 0 | 0 | 0 | 0 | 0 | 0 | 0 | 0 | 0 | 0 | 0 | 0 | 0 | 0 | 0 | 0 | 0 | 0 | 0 | 0 | 0 | 0 | 0 | 0 | 0 | 0 | 0 | 0 | 0 | 0 | 0 | 0 | 0 | 0 | 0 | 0 | 0 | 0 | 0 | 0 | 0 | 0 | 0 | 0 | 0 | 0 | 0 | 0 | 0 | 0 | 0 | 0 | 0 | 0 | 0 | 0 | 0 | 0 | 0 | 0 | 0 | 0 | 0 | 0 | 0 | 0 | 0 | 0 | 0 | 0 | 0 | 0 | 0 | 0 | 0 | 0 | 0 | 0 | 0 | 0 | 0 | 0 | 0 | 0 | 0 | 0 | 0 | 0 | 0 | 0 | 0 | 0 | 0 | 0 | 0 | 0 | 0 | 0 | 0 | 0 | 0 | 0 | 0 | 0 | 0 | 0 | 0 | 0 | 0 | 0 | 0 | 0 | 0 | 0 | 0 | 0 | 0 | 0 | 0 | 0 | 0 | 0 | 0 | 0 | 0 | 0 | 0 | 0 | 0 | 0 | 0 | 0 | 0 | 0 | 0 | 0 | 0 | 0 | 0 | 0 | 0 | 0 | 0 | 0 | 0 | mg/l | Carbon tetrachloride
| N/A | 2,6-Dichlorobenzamide | mg/l | 6e-05 | 6e-05 | 6e-05 | 6e-05 | 6e-05 | 6e-05 | 6e-05 | 6e-05 | 8.0455e-05 | 8.0455e-05 | 8.0455e-05 | 8.0455e-05 | 8.0455e-05 | 8.0455e-05 | 8.0455e-05 | 8.0455e-05 | 8.0455e-05 | 8.0455e-05 | 8.0455e-05 | 8.0455e-05 | 8.0455e-05 | 8.0455e-05 | 8.0455e-05 | 8.0455e-05 | 6e-05 | 6e-05 | 6e-05 | 6e-05 | 6e-05 | 6e-05 | 6e-05 | 6e-05 | 8.0455e-05 | 8.0455e-05 | 8.0455e-05 | 8.0455e-05 | 8.0455e-05 | 8.0455e-05 | 8.0455e-05 | 8.0455e-05 | 8.0455e-05 | 8.0455e-05 | 8.0455e-05 | 8.0455e-05 | 8.0455e-05 | 8.0455e-05 | 8.0455e-05 | 8.0455e-05 | 6e-05 | 6e-05 | 6e-05 | 6e-05 | 6e-05 | 6e-05 | 6e-05 | 6e-05 | 8.0455e-05 | 8.0455e-05 | 8.0455e-05 | 8.0455e-05 | 8.0455e-05 | 8.0455e-05 | 8.0455e-05 | 8.0455e-05 | 8.0455e-05 | 8.0455e-05 | 8.0455e-05 | 8.0455e-05 | 8.0455e-05 | 8.0455e-05 | 8.0455e-05 | 8.0455e-05 | 6e-05 | 6e-05 | 6e-05 | 6e-05 | 6e-05 | 6e-05 | 6e-05 | 6e-05 | 8.0455e-05 | 8.0455e-05 | 8.0455e-05 | 8.0455e-05 | 8.0455e-05 | 8.0455e-05 | 8.0455e-05 | 8.0455e-05 | 8.0455e-05 | 8.0455e-05 | 8.0455e-05 | 8.0455e-05 | 8.0455e-05 | 8.0455e-05 | 8.0455e-05 | 8.0455e-05 | 6e-05 | 6e-05 | 6e-05 | 6e-05 | 6e-05 | 6e-05 | 6e-05 | 6e-05 | 8.0455e-05 | 8.0455e-05 | 8.0455e-05 | 8.0455e-05 | 8.0455e-05 | 8.0455e-05 | 8.0455e-05 | 8.0455e-05 | 8.0455e-05 | 8.0455e-05 | 8.0455e-05 | 8.0455e-05 | 8.0455e-05 | 8.0455e-05 | 8.0455e-05 | 8.0455e-05 | 6e-05 | 6e-05 | 6e-05 | 6e-05 | 6e-05 | 6e-05 | 6e-05 | 6e-05 | 8.0455e-05 | 8.0455e-05 | 8.0455e-05 | 8.0455e-05 | 8.0455e-05 | 8.0455e-05 | 8.0455e-05 | 8.0455e-05 | 8.0455e-05 | 8.0455e-05 | 8.0455e-05 | 8.0455e-05 | 8.0455e-05 | 8.0455e-05 | 8.0455e-05 | 8.0455e-05 | 6e-05 | 6e-05 | mg/l | 2,6-Dichlorobenzamide
| N/A | Dicofol | mg/l | - | - | - | - | - | - | - | - | - | - | - | - | - | - | - | - | - | - | - | - | - | - | - | - | - | - | - | - | - | - | - | - | - | - | - | - | - | - | - | - | - | - | - | - | - | - | - | - | - | - | - | - | - | - | - | - | - | - | - | - | - | - | - | - | - | - | - | - | - | - | - | - | - | - | - | - | - | - | - | - | - | - | - | - | - | - | - | - | - | - | - | - | - | - | - | - | - | - | - | - | - | - | - | - | - | - | - | - | - | - | - | - | - | - | - | - | - | - | - | - | - | - | - | - | - | - | - | - | - | - | - | - | - | - | - | - | - | - | - | - | - | - | - | - | - | - | mg/l | Dicofol
| N/A | Hexabromocyclododecane (HBCD) | mg/l | 0 | 0 | 0 | 0 | 0 | 0 | 0 | 0 | 0 | 0 | 0 | 0 | 0 | 0 | 0 | 0 | 0 | 0 | 0 | 0 | 0 | 0 | 0 | 0 | 0 | 0 | 0 | 0 | 0 | 0 | 0 | 0 | 0 | 0 | 0 | 0 | 0 | 0 | 0 | 0 | 0 | 0 | 0 | 0 | 0 | 0 | 0 | 0 | 0 | 0 | 0 | 0 | 0 | 0 | 0 | 0 | 0 | 0 | 0 | 0 | 0 | 0 | 0 | 0 | 0 | 0 | 0 | 0 | 0 | 0 | 0 | 0 | 0 | 0 | 0 | 0 | 0 | 0 | 0 | 0 | 0 | 0 | 0 | 0 | 0 | 0 | 0 | 0 | 0 | 0 | 0 | 0 | 0 | 0 | 0 | 0 | 0 | 0 | 0 | 0 | 0 | 0 | 0 | 0 | 0 | 0 | 0 | 0 | 0 | 0 | 0 | 0 | 0 | 0 | 0 | 0 | 0 | 0 | 0 | 0 | 0 | 0 | 0 | 0 | 0 | 0 | 0 | 0 | 0 | 0 | 0 | 0 | 0 | 0 | 0 | 0 | 0 | 0 | 0 | 0 | 0 | 0 | 0 | 0 | 0 | 0 | mg/l | Hexabromocyclododecane (HBCD)
| N/A | PFOS | mg/l | 0 | 0 | 0 | 0 | 0 | 0 | 0 | 0 | 4.8485e-07 | 4.8485e-07 | 4.8485e-07 | 4.8485e-07 | 4.8485e-07 | 4.8485e-07 | 4.8485e-07 | 4.8485e-07 | 4.8485e-07 | 4.8485e-07 | 4.8485e-07 | 4.8485e-07 | 4.8485e-07 | 4.8485e-07 | 4.8485e-07 | 4.8485e-07 | 0 | 0 | 0 | 0 | 0 | 0 | 0 | 0 | 4.8485e-07 | 4.8485e-07 | 4.8485e-07 | 4.8485e-07 | 4.8485e-07 | 4.8485e-07 | 4.8485e-07 | 4.8485e-07 | 4.8485e-07 | 4.8485e-07 | 4.8485e-07 | 4.8485e-07 | 4.8485e-07 | 4.8485e-07 | 4.8485e-07 | 4.8485e-07 | 0 | 0 | 0 | 0 | 0 | 0 | 0 | 0 | 4.8485e-07 | 4.8485e-07 | 4.8485e-07 | 4.8485e-07 | 4.8485e-07 | 4.8485e-07 | 4.8485e-07 | 4.8485e-07 | 4.8485e-07 | 4.8485e-07 | 4.8485e-07 | 4.8485e-07 | 4.8485e-07 | 4.8485e-07 | 4.8485e-07 | 4.8485e-07 | 0 | 0 | 0 | 0 | 0 | 0 | 0 | 0 | 4.8485e-07 | 4.8485e-07 | 4.8485e-07 | 4.8485e-07 | 4.8485e-07 | 4.8485e-07 | 4.8485e-07 | 4.8485e-07 | 4.8485e-07 | 4.8485e-07 | 4.8485e-07 | 4.8485e-07 | 4.8485e-07 | 4.8485e-07 | 4.8485e-07 | 4.8485e-07 | 0 | 0 | 0 | 0 | 0 | 0 | 0 | 0 | 4.8485e-07 | 4.8485e-07 | 4.8485e-07 | 4.8485e-07 | 4.8485e-07 | 4.8485e-07 | 4.8485e-07 | 4.8485e-07 | 4.8485e-07 | 4.8485e-07 | 4.8485e-07 | 4.8485e-07 | 4.8485e-07 | 4.8485e-07 | 4.8485e-07 | 4.8485e-07 | 0 | 0 | 0 | 0 | 0 | 0 | 0 | 0 | 4.8485e-07 | 4.8485e-07 | 4.8485e-07 | 4.8485e-07 | 4.8485e-07 | 4.8485e-07 | 4.8485e-07 | 4.8485e-07 | 4.8485e-07 | 4.8485e-07 | 4.8485e-07 | 4.8485e-07 | 4.8485e-07 | 4.8485e-07 | 4.8485e-07 | 4.8485e-07 | 0 | 0 | mg/l | PFOS
Note on C19: mce38227: The figures for Chloroalkanes used in this tool are those from Version 4.0
Note on C50: mce38227: The figures for Halogenated organic compounds used in this tool are those from Version 4.0
Note on N4: mce38227: did not have any plant in this study with N only. Future studies will inform the emission factor to be used factor these characterisation factors however in the mean time use the P&N removal figure.

## MethodCodes
Common Method Codes for Releases to Air, Water & Wastewater / Sewer
Method Code | M/C/E | Where this code is applicable | Designation or Description
ALT | M | Is applicable if the facility is using a CEN or ISO standard but not the one on the approved list in the PRTR Guidance. | Name of the ISO /CEN Standard
OTH | M /C | If the method or the calculation does not fall under any of the method codes e.g. in-house methodology not based on CEN/ISO standard. | Brief & specific description of the method / Calculation used.
CRM | M | If a lab/facility is using a non-ISO/CEN Method that is validated and accredited or has been accepted by the Agency. | Name of the non-ISO/CEN Method
MAB | C | Used for the calculation of fugitive emissions. | Brief & specific description of the Calculation used.
ESTIMATE | E | Estimates are used when the releases are determined by best assumptions or expert guesses that are not based on publicly available references or in case of absence of recognised emission estimation methodologies or good practice guidelines. Eg. Would be the UWW PRTR Electronic Toolset V5.0 | Leave blank, however a detailed description of how the estimation was undertaken must be outlined in your Annual Environmental Report (AER)
Approved ISO/CEN Standards for Determination of Releases to Water or Wastewater / sewer:
Method Code | M/C/E | Where this code is applicable | Designation or Description
EN ISO 10301:1997 | M | 1,2-dichloroethane (EDC), dichloromethane (DCM) | Leave Blank
EN ISO 15680:2003 | M | 1,2-dichloroethane (EDC), dichloromethane (DCM), tetrachloroethlyene (PER), trichlorobenzenes (TCBs) (all isomers), trichloroethylene, trichloromethane, vinyl chloride, benzene, ethyl benzene, naphthalene, toluene, xylenes | Leave Blank
EN ISO 6468:1996 | M | Aldrin, DDT, dieldrin, endosulfan, endrin, heptachlor, hexachlorobenzene (HCB), 1,2,3,4,5,6- hexachlorocyclohexane (HCH), lindane, pentachlorobenzene, polychlorinated biphenyl’s (PCBs) | Leave Blank
EN ISO 17993:2003 | M | Anthracene, naphthalene, polycyclic aromatic hydrocarbons (PAHs), flouranthene, benzo(g,h,i)perylene | Leave Blank
EN ISO 11969:1996 | M | Arsenic & Compounds (as As) | Leave Blank
EN 26595:1992 | M
EN ISO 10695:2000 | M | Atrazine, Simazine | Leave Blank
EN ISO 11423-1 to 2:1997 | M | Benzene | Leave Blank
ISO 22032 | M | Brominated Biphenyl ethers (PBDE) | Leave Blank
EN ISO 5961:1995 | M | Cadmium & Compounds(as Cd) | Leave Blank
EN ISO 15682:2001 | M | Chlorides (as total Cl) | Leave Blank
EN ISO 10304-1 to 4:1995 | M | Chlorides (as total Cl), Fluorides (as total F) | Leave Blank
EN 1233:1996 | M | Chromium & (as Cr) | Leave Blank
EN ISO 14403:2002 | M | Cyanides (as total CN) | Leave Blank
EN ISO 18856:2005 | M | Di-(2-ethyl hexyl) phthalate (DEHP) | Leave Blank
EN ISO 11369:1997 | M | Diuron, Simazine | Leave Blank
EN ISO 9562:2004 | M | Halogenated Organics (as AOX) | Leave Blank
EN 1483:1997 | M | Mercury & Compounds (as Hg) | Leave Blank
EN 12338:1998 | M
EN 13506:2001 | M
EN ISO 17353:2005 | M | Organotin (as total Sn), Tributyltin, Triphenyltin & Compounds | Leave Blank
ISO 18073:2004 | M | PCDD + PCDF (dioxins + furans) (as Teq) | Leave Blank
ISO 18857-1:2005 | M | Phenols (as total C) | Leave Blank
ISO 7981-1 to 2:2005 | M | Polycyclic Aromatic Hydrocarbons (PAHs) | Leave Blank
EN 1484:1997 | M | Total Organic Carbon (TOC) (as total C or COD/3) | Leave Blank
EN 12260:2003 | M | Total Nitrogen | Leave Blank
EN ISO 11905-1:1998 | M
EN ISO 15681-1 to 2:2004 | M | Total Phosphorous | Leave Blank
EN ISO 6878:2004 | M
EN ISO 11885:1997 | M | Total Phosphorous, Cadmium, Chromium, Copper, Nickel, Lead and zinc | Leave Blank